## Substances
MQ Association for Medical Quality Control
mqzh.ch
2025-11-02 22:10
Number | Substance | QUALAB | Sample | Sample description | EALN | Subcode | Tolerance | Limit | Absolute tolerance | Unit | Matrix | Volume | Remark | Evaluation
121 | Strep A | Ja | B01 | Strep A Antigen | 3469 | 0 | 0 | 0 | 0 |  | M | 0.15 ml |  | ql
122 | Total germ count | Ja | B02 | Uricult | 3330 | 0 | 0 | 0 | 0 |  | M | 1 Pellet |  | sq
795 | Mumps IgG | Nein | B04 | Rubella / Mumps IgG/IgM | 3127 | 0 | 1 | 0 | 0 |  | S/P | 0.5 ml |  | ql
796 | Mumps IgM | Nein | B04 | Rubella / Mumps IgG/IgM | 3129 | 0 | 1 | 0 | 0 |  | S/P | 0.5 ml |  | ql
195 | Rubella IgG | Ja | B04 | Rubella / Mumps IgG/IgM | 3167 | 10 | 0 | 0 | 0 |  | S/P | 0.5 ml |  | ql
196 | Rubella IgM | Ja | B04 | Rubella / Mumps IgG/IgM | 3168 | 0 | 0 | 0 | 0 |  | S/P | 0.5 ml |  | ql
837 | Toxo IgG avidity | Nein | B05 | Toxoplasmosis IgG/IgM | 0 | 0 | 35 | 0 | 0 | Index | S/P | 0.5 ml |  | qn
838 | Toxo IgG avidity interpretation | Nein | B05 | Toxoplasmosis IgG/IgM | 0 | 0 | 0 | 0 | 0 | tief/grenz/hoch | S/P | 0.5 ml |  | ql
197 | Toxoplasma IgG | Ja | B05 | Toxoplasmosis IgG/IgM | 3549 | 0 | 0 | 0 | 0 |  | S/P | 0.5 ml |  | ql
198 | Toxoplasma IgM | Ja | B05 | Toxoplasmosis IgG/IgM | 3553 | 0 | 0 | 0 | 0 |  | S/P | 0.5 ml |  | ql
706 | RPR / VDRL titer | Nein | B06 | Lues / syphilis serology | 0 | 0 | 0 | 0 | 0 | Titer | S/P | 0.5 ml |  | ql
350 | RPR/VDRL | Ja | B06 | Lues / syphilis serology | 3482 | 0 | 25 | 0 | 0 |  | S/P | 0.5 ml |  | ql
199 | Syphilis TPPA | Ja | B06 | Lues / syphilis serology | 3481 | 0 | 0 | 0 | 0 |  | S/P | 0.5 ml |  | ql
361 | Treponema FTA-ABS | Ja | B06 | Lues / syphilis serology | 3478 | 0 | 25 | 0 | 0 |  | S/P | 0.5 ml |  | ql
348 | Treponema IgG | Ja | B06 | Lues / syphilis serology | 3478 | 0 | 25 | 0 | 0 |  | S/P | 0.5 ml |  | ql
349 | Treponema IgM | Ja | B06 | Lues / syphilis serology | 3480 | 0 | 25 | 0 | 0 |  | S/P | 0.5 ml |  | ql
470 | Treponema Screening (Ig total) | Ja | B06 | Lues / syphilis serology | 3478 | 0 | 0 | 0 | 0 |  | S/P | 0.5 ml |  | ql
633 | Treponema TPHA | Ja | B06 | Lues / syphilis serology | 3481 | 0 | 0 | 0 | 0 |  | S/P | 0.5 ml |  | ql
707 | Treponema TPHA titer | Nein | B06 | Lues / syphilis serology | 0 | 0 | 0 | 0 | 0 | Titer | S/P | 0.5 ml |  | ql
835 | CMV IgG avidity | Nein | B07 | Cytomegalovirus IgG/IgM | 0 | 0 | 35 | 0 | 0 | Index | S/P | 0.5 ml |  | qn
836 | CMV IgG avidity interpretation | Nein | B07 | Cytomegalovirus IgG/IgM | 0 | 0 | 0 | 0 | 0 | tief/grenz/hoch | S/P | 0.5 ml |  | ql
200 | Cytomegaly IgG | Ja | B07 | Cytomegalovirus IgG/IgM | 3008 | 10 | 0 | 0 | 0 |  | S/P | 0.5 ml |  | ql
201 | Cytomegaly IgM | Ja | B07 | Cytomegalovirus IgG/IgM | 3010 | 0 | 0 | 0 | 0 |  | S/P | 0.5 ml |  | ql
823 | HSV 1/2 IgG | Nein | B08 | Varicella / HSV1/2 IgG/IgM | 0 | 0 | 0 | 0 | 0 |  | S/P | 0.5 ml |  | ql
653 | HSV1 IgG | Nein | B08 | Varicella / HSV1/2 IgG/IgM | 0 | 0 | 0 | 0 | 0 |  | S/P | 0.5 ml |  | ql
655 | HSV1/2 IgM | Nein | B08 | Varicella / HSV1/2 IgG/IgM | 0 | 0 | 0 | 0 | 0 |  | S/P | 0.5 ml |  | ql
654 | HSV2 IgG | Nein | B08 | Varicella / HSV1/2 IgG/IgM | 0 | 0 | 0 | 0 | 0 |  | S/P | 0.5 ml |  | ql
202 | Varicellen IgG | Ja | B08 | Varicella / HSV1/2 IgG/IgM | 3177 | 10 | 0 | 0 | 0 |  | S/P | 0.5 ml |  | ql
203 | Varicellen IgM | Nein | B08 | Varicella / HSV1/2 IgG/IgM | 3179 | 0 | 0 | 0 | 0 |  | S/P | 0.5 ml |  | ql
221 | Identification Sample A | Ja | B09 | Bacteriology | 9999.99 | 0 | 0 | 0 | 0 | Code | M | 5 x 0.5 ml |  | ql
222 | Identification Sample B | Ja | B09 | Bacteriology | 9999.99 | 0 | 0 | 0 | 0 | Code | M | 5 x 0.5 ml |  | ql
223 | Identification Sample C | Ja | B09 | Bacteriology | 9999.99 | 0 | 0 | 0 | 0 | Code | M | 5 x 0.5 ml |  | ql
224 | Identification Sample D | Ja | B09 | Bacteriology | 9999.99 | 0 | 0 | 0 | 0 | Code | M | 5 x 0.5 ml |  | ql
380 | Identification sample E | Nein | B09 | Bacteriology | 9999.99 | 0 | 0 | 0 | 0 | Code | M | 5 x 0.5 ml |  | ql
225 | Susceptibility Sample A | Ja | B09 | Bacteriology | 9999.99 | 0 | 0 | 0 | 0 | Res/Sens/IncEx | M | 5 x 0.5 ml |  | ql
226 | Susceptibility Sample B | Ja | B09 | Bacteriology | 9999.99 | 0 | 0 | 0 | 0 | Res/Sens/IncEx | M | 5 x 0.5 ml |  | ql
382 |  | Nein | B10 | Gram Stain | 3357 | 0 | 0 | 0 | 0 |  | Slide | 1 Slide |  | ql
381 |  | Nein | B10 | Gram Stain | 3357 | 0 | 0 | 0 | 0 |  | Slide | 1 Slide |  | ql
413 | Chlamydia trachomatis (CT) | Ja | B11 | Chlamydia trachomatis/Neisseria gonorrhoeae | 3396 | 0 | 0 | 0 | 0 |  | M | 1.1 ml |  | ql
414 | Neisseria gonorrhoeae (NG) | Ja | B11 | Chlamydia trachomatis/Neisseria gonorrhoeae | 3460 | 0 | 0 | 0 | 0 |  | M | 1.1 ml |  | ql
416 | MRSA | Ja | B12 | Staphylococcus aureus, MRSA | 3349 | 10 | 0 | 0 | 0 |  | M | 1 Swab |  | ql
415 | Staphylococcus aureus (SA) | Nein | B12 | Staphylococcus aureus, MRSA | 0 | 0 | 0 | 0 | 0 |  | M | 1 Swab |  | ql
822 | Binary Toxin | Nein | B13 | Clostridium difficile | 3400 | 0 | 0 | 0 | 0 |  | M | 1 Swab |  | ql
417 | Clostridium difficile | Ja | B13 | Clostridium difficile | 3349 | 20 | 0 | 0 | 0 |  | M | 1 Swab |  | ql
821 | Ribotype 027 | Nein | B13 | Clostridium difficile | 3400 | 0 | 0 | 0 | 0 |  | M | 1 Swab |  | ql
418 | Streptococcus Gruppe B | Ja | B14 | Streptococcus Gruppe B | 3475 | 0 | 0 | 0 | 0 |  | M | 1 Swab |  | ql
444 | Norovirus | Ja | B15 | Norovirus | 3187 | 0 | 0 | 0 | 0 |  | M | 1 Swab |  | ql
445 | Influenza A | Ja | B16 | Influenzavirus/RSV | 3120 | 10 | 0 | 0 | 0 |  | M | 0.5 ml |  | ql
659 | Influenza B | Ja | B16 | Influenzavirus/RSV | 3120 | 20 | 0 | 0 | 0 |  | M | 0.5 ml |  | ql
446 | RSV | Nein | B16 | Influenzavirus/RSV | 3161 | 0 | 0 | 0 | 0 |  | M | 0.5 ml |  | ql
842 | Isoniazid resistance (INH) | Nein | B17 | Mycobacterium tuberculosis | 0 | 0 | 0 | 0 | 0 |  | M | 7.0 ml |  | ql
447 | Mycobacterium tuberculosis | Ja | B17 | Mycobacterium tuberculosis | 3448 | 0 | 0 | 0 | 0 |  | M | 7.0 ml |  | ql
841 | Rifampicin resistance (RIF) | Nein | B17 | Mycobacterium tuberculosis | 0 | 0 | 0 | 0 | 0 |  | M | 7.0 ml |  | ql
880 | Adenovirus | Nein | B18 | GastrointestinalI Panel NAT |  |  | 0 | 0 | 0 |  | M | 0.4 ml |  | ql
510 | Adenovirus F40/41 | Nein | B18 | GastrointestinalI Panel NAT | 3007 | 0 | 0 | 0 | 0 |  | M | 0.4 ml |  | ql
801 | Aeromonas | Nein | B18 | GastrointestinalI Panel NAT | 0 | 0 | 0 | 0 | 0 |  | M | 0.4 ml |  | ql
511 | Astrovirus | Nein | B18 | GastrointestinalI Panel NAT | 0 | 0 | 0 | 0 | 0 |  | M | 0.4 ml |  | ql
802 | Blastocystis hominis | Nein | B18 | GastrointestinalI Panel NAT | 0 | 0 | 0 | 0 | 0 |  | M | 0.4 ml |  | ql
493 | Campylobacter | Nein | B18 | GastrointestinalI Panel NAT | 0 | 0 | 0 | 0 | 0 |  | M | 0.4 ml |  | ql
494 | Clostridium difficile | Ja | B18 | GastrointestinalI Panel NAT | 3349 | 20 | 0 | 0 | 0 |  | M | 0.4 ml |  | ql
506 | Cryptosporidium | Nein | B18 | GastrointestinalI Panel NAT | 0 | 0 | 0 | 0 | 0 |  | M | 0.4 ml |  | ql
507 | Cyclospora cayetanensis | Nein | B18 | GastrointestinalI Panel NAT | 0 | 0 | 0 | 0 | 0 |  | M | 0.4 ml |  | ql
803 | Dientamoeba fragilis | Nein | B18 | GastrointestinalI Panel NAT | 0 | 0 | 0 | 0 | 0 |  | M | 0.4 ml |  | ql
500 | E. coli (EAEC) | Nein | B18 | GastrointestinalI Panel NAT | 3428 | 0 | 0 | 0 | 0 |  | M | 0.4 ml |  | ql
505 | E. coli (EIEC) / Shigella | Nein | B18 | GastrointestinalI Panel NAT | 3425 | 0 | 0 | 0 | 0 |  | M | 0.4 ml |  | ql
501 | E. coli (EPEC) | Nein | B18 | GastrointestinalI Panel NAT | 0 | 0 | 0 | 0 | 0 |  | M | 0.4 ml |  | ql
502 | E. coli (ETEC) | Nein | B18 | GastrointestinalI Panel NAT | 3424 | 0 | 0 | 0 | 0 |  | M | 0.4 ml |  | ql
503 | E. coli (STEC) | Nein | B18 | GastrointestinalI Panel NAT | 3426 | 0 | 0 | 0 | 0 |  | M | 0.4 ml |  | ql
504 | E. coli O157 | Nein | B18 | GastrointestinalI Panel NAT | 0 | 0 | 0 | 0 | 0 |  | M | 0.4 ml |  | ql
508 | Entamoeba histolytica | Nein | B18 | GastrointestinalI Panel NAT | 3517 | 0 | 0 | 0 | 0 |  | M | 0.4 ml |  | ql
509 | Giardia lamblia | Nein | B18 | GastrointestinalI Panel NAT | 0 | 0 | 0 | 0 | 0 |  | M | 0.4 ml |  | ql
804 | Norovirus GI | Ja | B18 | GastrointestinalI Panel NAT | 3187 | 0 | 0 | 0 | 0 |  | M | 0.4 ml |  | ql
512 | Norovirus GI/GII | Ja | B18 | GastrointestinalI Panel NAT | 3187 | 0 | 0 | 0 | 0 |  | M | 0.4 ml |  | ql
805 | Norovirus GII | Ja | B18 | GastrointestinalI Panel NAT | 3187 | 0 | 0 | 0 | 0 |  | M | 0.4 ml |  | ql
495 | Plesiomonas shigelloides | Nein | B18 | GastrointestinalI Panel NAT | 0 | 0 | 0 | 0 | 0 |  | M | 0.4 ml |  | ql
881 | Rotavirus | Nein | B18 | GastrointestinalI Panel NAT |  |  | 0 | 0 | 0 |  | M | 0.4 ml |  | ql
513 | Rotavirus A | Nein | B18 | GastrointestinalI Panel NAT | 3165 | 0 | 0 | 0 | 0 |  | M | 0.4 ml |  | ql
496 | Salmonella | Nein | B18 | GastrointestinalI Panel NAT | 0 | 0 | 0 | 0 | 0 |  | M | 0.4 ml |  | ql
514 | Sapovirus | Nein | B18 | GastrointestinalI Panel NAT | 0 | 0 | 0 | 0 | 0 |  | M | 0.4 ml |  | ql
497 | Vibrio | Nein | B18 | GastrointestinalI Panel NAT | 0 | 0 | 0 | 0 | 0 |  | M | 0.4 ml |  | ql
498 | Vibrio cholerae | Nein | B18 | GastrointestinalI Panel NAT | 0 | 0 | 0 | 0 | 0 |  | M | 0.4 ml |  | ql
648 | Vibrio parahaemolyticus | Nein | B18 | GastrointestinalI Panel NAT | 0 | 0 | 0 | 0 | 0 |  | M | 0.4 ml |  | ql
649 | Vibrio vulnificus | Nein | B18 | GastrointestinalI Panel NAT | 0 | 0 | 0 | 0 | 0 |  | M | 0.4 ml |  | ql
499 | Yersinia enterocolitica | Nein | B18 | GastrointestinalI Panel NAT | 0 | 0 | 0 | 0 | 0 |  | M | 0.4 ml |  | ql
519 | Adenovirus | Nein | B19 | Respiratory Panel NAT | 3007 | 0 | 0 | 0 | 0 |  | M | 0.6 ml |  | ql
650 | Bocavirus | Nein | B19 | Respiratory Panel NAT | 0 | 0 | 0 | 0 | 0 |  | M | 0.6 ml |  | ql
641 | Bordetella parapertussis | Nein | B19 | Respiratory Panel NAT | 0 | 0 | 0 | 0 | 0 |  | M | 0.6 ml |  | ql
533 | Bordetella pertussis | Nein | B19 | Respiratory Panel NAT | 3368 | 0 | 0 | 0 | 0 |  | M | 0.6 ml |  | ql
799 | Chlamydophila pneumoniae | Nein | B19 | Respiratory Panel NAT | 0 | 0 | 0 | 0 | 0 |  | M | 0.6 ml |  | ql
534 | Chlamydophila pneumoniae | Nein | B19 | Respiratory Panel NAT | 3397 | 0 | 0 | 0 | 0 |  | M | 0.6 ml |  | ql
818 | Coronavirus | Nein | B19 | Respiratory Panel NAT | 0 | 0 | 0 | 0 | 0 |  | M | 0.6 ml |  | ql
520 | Coronavirus 229E | Nein | B19 | Respiratory Panel NAT | 0 | 0 | 0 | 0 | 0 |  | M | 0.6 ml |  | ql
521 | Coronavirus HKU1 | Nein | B19 | Respiratory Panel NAT | 0 | 0 | 0 | 0 | 0 |  | M | 0.6 ml |  | ql
522 | Coronavirus NL63 | Nein | B19 | Respiratory Panel NAT | 0 | 0 | 0 | 0 | 0 |  | M | 0.6 ml |  | ql
523 | Coronavirus OC43 | Nein | B19 | Respiratory Panel NAT | 0 | 0 | 0 | 0 | 0 |  | M | 0.6 ml |  | ql
874 | Enterovirus | Nein | B19 | Respiratory Panel NAT |  |  | 0 | 0 | 0 |  | M | 0.6 ml |  | ql
806 | Haemophilus influenzae | Nein | B19 | Respiratory Panel NAT | 0 | 0 | 0 | 0 | 0 |  | M | 0.6 ml |  | ql
526 | Influenza A | Ja | B19 | Respiratory Panel NAT | 3120 | 10 | 0 | 0 | 0 |  | M | 0.6 ml |  | ql
527 | Influenza B | Ja | B19 | Respiratory Panel NAT | 3120 | 20 | 0 | 0 | 0 |  | M | 0.6 ml |  | ql
642 | Legionella pneumophilia | Nein | B19 | Respiratory Panel NAT | 0 | 0 | 0 | 0 | 0 |  | M | 0.6 ml |  | ql
651 | MERS-CoV | Nein | B19 | Respiratory Panel NAT | 0 | 0 | 0 | 0 | 0 |  | M | 0.6 ml |  | ql
524 | Metapneumovirus | Nein | B19 | Respiratory Panel NAT | 0 | 0 | 0 | 0 | 0 |  | M | 0.6 ml |  | ql
535 | Mycoplasma pneumoniae | Nein | B19 | Respiratory Panel NAT | 3456 | 0 | 0 | 0 | 0 |  | M | 0.6 ml |  | ql
779 | Parainfluenza | Nein | B19 | Respiratory Panel NAT | 3141 | 0 | 0 | 0 | 0 |  | M | 0.6 ml |  | ql
528 | Parainfluenza Virus 1 | Nein | B19 | Respiratory Panel NAT | 3141 | 0 | 0 | 0 | 0 |  | M | 0.6 ml |  | ql
529 | Parainfluenza Virus 2 | Nein | B19 | Respiratory Panel NAT | 3141 | 0 | 0 | 0 | 0 |  | M | 0.6 ml |  | ql
530 | Parainfluenza Virus 3 | Nein | B19 | Respiratory Panel NAT | 3141 | 0 | 0 | 0 | 0 |  | M | 0.6 ml |  | ql
531 | Parainfluenza Virus 4 | Nein | B19 | Respiratory Panel NAT | 3141 | 0 | 0 | 0 | 0 |  | M | 0.6 ml |  | ql
532 | Respiratory Syncytial Virus | Nein | B19 | Respiratory Panel NAT | 3161 | 0 | 0 | 0 | 0 |  | M | 0.6 ml |  | ql
873 | Rhinovirus | Nein | B19 | Respiratory Panel NAT |  |  | 0 | 0 | 0 |  | M | 0.6 ml |  | ql
525 | Rhinovirus/Enterovirus | Nein | B19 | Respiratory Panel NAT | 3023 | 0 | 0 | 0 | 0 |  | M | 0.6 ml |  | ql
640 | SARS-Cov-2 | Nein | B19 | Respiratory Panel NAT | 0 | 0 | 0 | 0 | 0 |  | M | 0.6 ml |  | ql
807 | Streptococcus pneumoniae | Nein | B19 | Respiratory Panel NAT | 0 | 0 | 0 | 0 | 0 |  | M | 0.6 ml |  | ql
472 | EBV EBNA-1 IgG | Ja | B20 | Epstein-Barr-Virus IgG/IgM | 3036 | 0 | 0 | 0 | 0 |  | S/P | 0.5 ml |  | ql
471 | EBV heterophilic antibodies | Ja | B20 | Epstein-Barr-Virus IgG/IgM | 3033 | 0 | 0 | 0 | 0 |  | S/P | 0.5 ml |  | ql
473 | EBV VCA-IgG | Ja | B20 | Epstein-Barr-Virus IgG/IgM | 3024 | 0 | 0 | 0 | 0 |  | S/P | 0.5 ml |  | ql
474 | EBV VCA-IgM | Ja | B20 | Epstein-Barr-Virus IgG/IgM | 3026 | 0 | 0 | 0 | 0 |  | S/P | 0.5 ml |  | ql
475 | Legionella antigen urine | Ja | B21 | Legionella antigen urine | 3441 | 0 | 0 | 0 | 0 |  | U |  |  | ql
476 | S. pneumoniae antigen urine | Ja | B22 | S. pneumoniae antigen urine | 3476 | 0 | 0 | 0 | 0 |  | U |  |  | ql
809 | Adenovirus | Nein | B23 | Meningitis Panel NAT | 0 | 0 | 0 | 0 | 0 |  | M | 0.4 ml |  | ql
549 | Cryptococcus neoformans/gattii | Nein | B23 | Meningitis Panel NAT | 0 | 0 | 0 | 0 | 0 |  | M | 0.4 ml |  | ql
542 | Cytomegalievirus | Nein | B23 | Meningitis Panel NAT | 3017 | 0 | 0 | 0 | 0 |  | M | 0.4 ml |  | ql
543 | Enterovirus | Ja | B23 | Meningitis Panel NAT | 3023 | 0 | 0 | 0 | 0 |  | M | 0.4 ml |  | ql
812 | Epstein-Barr Virus | Nein | B23 | Meningitis Panel NAT | 0 | 0 | 0 | 0 | 0 |  | M | 0.4 ml |  | ql
536 | Escherichia coli K1 | Nein | B23 | Meningitis Panel NAT | 0 | 0 | 0 | 0 | 0 |  | M | 0.4 ml |  | ql
808 | Gruppe B Streptokokken (GBS) | Nein | B23 | Meningitis Panel NAT | 0 | 0 | 0 | 0 | 0 |  | M | 0.4 ml |  | ql
537 | Haemophilus influenzae | Nein | B23 | Meningitis Panel NAT | 0 | 0 | 0 | 0 | 0 |  | M | 0.4 ml |  | ql
544 | Herpes-simplex-Virus 1 | Ja | B23 | Meningitis Panel NAT | 3087 | 0 | 0 | 0 | 0 |  | M | 0.4 ml |  | ql
704 | Herpes-simplex-Virus 1/2 | Nein | B23 | Meningitis Panel NAT | 0 | 0 | 0 | 0 | 0 |  | M | 0.4 ml |  | ql
545 | Herpes-simplex-Virus 2 | Ja | B23 | Meningitis Panel NAT | 3087 | 0 | 0 | 0 | 0 |  | M | 0.4 ml |  | ql
813 | Human herpes virus 7 | Nein | B23 | Meningitis Panel NAT | 0 | 0 | 0 | 0 | 0 |  | M | 0.4 ml |  | ql
546 | Human herpesvirus 6 (HHV-6) | Nein | B23 | Meningitis Panel NAT | 3091 | 0 | 0 | 0 | 0 |  | M | 0.4 ml |  | ql
538 | Listeria monocytogenes | Nein | B23 | Meningitis Panel NAT | 0 | 0 | 0 | 0 | 0 |  | M | 0.4 ml |  | ql
810 | Mumps Virus | Nein | B23 | Meningitis Panel NAT | 0 | 0 | 0 | 0 | 0 |  | M | 0.4 ml |  | ql
798 | Mycoplasma pneumoniae | Nein | B23 | Meningitis Panel NAT | 0 | 0 | 0 | 0 | 0 |  | M | 0.4 ml |  | ql
539 | Neisseria meningitidis | Nein | B23 | Meningitis Panel NAT | 0 | 0 | 0 | 0 | 0 |  | M | 0.4 ml |  | ql
547 | Parechovirus | Nein | B23 | Meningitis Panel NAT | 0 | 0 | 0 | 0 | 0 |  | M | 0.4 ml |  | ql
811 | Parvovirus B19 | Nein | B23 | Meningitis Panel NAT | 0 | 0 | 0 | 0 | 0 |  | M | 0.4 ml |  | ql
540 | Streptococcus agalactiae | Nein | B23 | Meningitis Panel NAT | 3475 | 0 | 0 | 0 | 0 |  | M | 0.4 ml |  | ql
541 | Streptococcus pneumoniae | Nein | B23 | Meningitis Panel NAT | 0 | 0 | 0 | 0 | 0 |  | M | 0.4 ml |  | ql
797 | Streptococcus pyogenes | Nein | B23 | Meningitis Panel NAT | 0 | 0 | 0 | 0 | 0 |  | M | 0.4 ml |  | ql
548 | Varizella-Zoster-Virus | Ja | B23 | Meningitis Panel NAT | 3184 | 0 | 0 | 0 | 0 |  | M | 0.4 ml |  | ql
623 | Influenza Ag | Nein | B24 | RSV/Influenza rapid test | 0 | 0 | 0 | 0 | 0 |  | S | 0.25 ml |  | ql
588 | RSV Antigen | Nein | B24 | RSV/Influenza rapid test | 3159 | 0 | 1 | 0 | 0 |  | S | 0.25 ml |  | ql
593 | Carba R (all) | Nein | B25 | Carba-R | 3349 | 0 | 0 | 0 | 0 |  | M | 1 Swab |  | ql
624 | Carba-R (IMP1) | Nein | B25 | Carba-R | 3349 | 0 | 0 | 0 | 0 |  | M | 1 Swab |  | ql
627 | Carba-R (KPC) | Nein | B25 | Carba-R | 3349 | 0 | 0 | 0 | 0 |  | M | 1 Swab |  | ql
626 | Carba-R (NDM) | Nein | B25 | Carba-R | 3349 | 0 | 0 | 0 | 0 |  | M | 1 Swab |  | ql
628 | Carba-R (OXA48) | Nein | B25 | Carba-R | 3349 | 0 | 0 | 0 | 0 |  | M | 1 Swab |  | ql
625 | Carba-R (VIM) | Nein | B25 | Carba-R | 3349 | 0 | 0 | 0 | 0 |  | M | 1 Swab |  | ql
592 | Enterovirus (NAT) | Ja | B26 | Enterovirus | 3023 | 0 | 0 | 0 | 0 |  | M | 0.3 ml |  | ql
590 | Helicobacter pylori antigen | Nein | B27 | Helicobacter Pylori Antigen | 3434 | 0 | 1 | 0 | 0 |  | M | 0.5 ml |  | ql
595 | VanA/VanB | Nein | B29 | VanA/VanB | 3349 | 0 | 0 | 0 | 0 |  | M | 1 Swab |  | ql
819 | VRE Van A | Nein | B29 | VanA/VanB | 3349 | 0 | 0 | 0 | 0 |  | M | 1 Swab |  | ql
820 | VRE Van B | Nein | B29 | VanA/VanB | 3349 | 0 | 0 | 0 | 0 |  | M | 1 Swab |  | ql
621 | Adenovirus Ag | Nein | B30 | Rota-/Adeno-/Norovirus Ag | 0 | 0 | 0 | 0 | 0 |  | M | 0.5 ml |  | ql
656 | Norovirus Ag | Nein | B30 | Rota-/Adeno-/Norovirus Ag | 0 | 0 | 0 | 0 | 0 |  | M | 0.5 ml |  | ql
620 | Rotavirus Ag | Nein | B30 | Rota-/Adeno-/Norovirus Ag | 0 | 0 | 0 | 0 | 0 |  | M | 0.5 ml |  | ql
622 | SARS-CoV-2 | Nein | B31 | SARS-CoV-2 | 3186 | 0 | 0 | 0 | 0 |  | M | 0.5 ml |  | ql
634 | SARS-CoV-2 IgA | Nein | B32 | SARS-CoV-2 IgG/IgM | 0 | 0 | 0 | 0 | 0 |  | S/P | 0.5 ml |  | ql
630 | SARS-CoV-2 IgG | Nein | B32 | SARS-CoV-2 IgG/IgM | 0 | 0 | 0 | 0 | 0 |  | S/P | 0.5 ml |  | ql
662 | SARS-CoV-2 IgG NCP | Nein | B32 | SARS-CoV-2 IgG/IgM | 0 | 0 | 0 | 0 | 0 |  | S/P | 0.5 ml |  | ql
661 | SARS-CoV-2 IgG Spike 1 | Nein | B32 | SARS-CoV-2 IgG/IgM | 0 | 0 | 0 | 0 | 0 |  | S/P | 0.5 ml |  | ql
674 | SARS-CoV-2 IgG Spike 2 Ak | Nein | B32 | SARS-CoV-2 IgG/IgM | 0 | 0 | 0 | 0 | 0 |  | S/P | 0.5 ml |  | ql
629 | SARS-CoV-2 IgG/A/M | Nein | B32 | SARS-CoV-2 IgG/IgM | 0 | 0 | 0 | 0 | 0 |  | S/P | 0.5 ml |  | ql
631 | SARS-CoV-2 IgM | Nein | B32 | SARS-CoV-2 IgG/IgM | 0 | 0 | 0 | 0 | 0 |  | S/P | 0.5 ml |  | ql
636 | SARS-CoV-2 Antigen | Nein | B33 | SARS-CoV-2 Ag | 0 | 0 | 0 | 0 | 0 |  | M | 0.05 ml |  | ql
678 | FSME IgG | Nein | B34 | FSME IgG/IgM | 3043 | 0 | 0 | 0 | 0 |  | S/P | 0.5 ml |  | ql
679 | FSME IgM | Nein | B34 | FSME IgG/IgM | 3045 | 0 | 0 | 0 | 0 |  | S/P | 0.5 ml |  | ql
680 | Masern IgG | Nein | B35 | Masern/Parvovirus IgG/IgM | 3121 | 0 | 0 | 0 | 0 |  | S/P | 0.5 ml |  | ql
681 | Masern IgM | Nein | B35 | Masern/Parvovirus IgG/IgM | 3123 | 0 | 0 | 0 | 0 |  | S/P | 0.5 ml |  | ql
839 | Parvo IgG avidity | Nein | B35 | Masern/Parvovirus IgG/IgM | 0 | 0 | 35 | 0 | 0 | Index | S/P | 0.5 ml |  | qn
840 | Parvo IgG avidity interpretation | Nein | B35 | Masern/Parvovirus IgG/IgM | 0 | 0 | 0 | 0 | 0 | tief/grenz/hoch | S/P | 0.5 ml |  | ql
682 | Parvovirus B19 IgG | Nein | B35 | Masern/Parvovirus IgG/IgM | 3142 | 0 | 0 | 0 | 0 |  | S/P | 0.5 ml |  | ql
683 | Parvovirus B19 IgM | Nein | B35 | Masern/Parvovirus IgG/IgM | 3144 | 0 | 0 | 0 | 0 |  | S/P | 0.5 ml |  | ql
685 | Influenza A | Ja | B36 | SARS-CoV2+Flu+RSV | 3120 | 10 | 0 | 0 | 0 |  | M | 1.0 ml |  | ql
686 | Influenza B | Ja | B36 | SARS-CoV2+Flu+RSV | 3120 | 20 | 0 | 0 | 0 |  | M | 1.0 ml |  | ql
687 | RSV | Nein | B36 | SARS-CoV2+Flu+RSV | 3161 | 0 | 0 | 0 | 0 |  | M | 1.0 ml |  | ql
684 | SARS CoV-2 | Nein | B36 | SARS-CoV2+Flu+RSV | 3186 | 0 | 0 | 0 | 0 |  | M | 1.0 ml |  | ql
688 | C. Diff GDH | Nein | B37 | C. Diff Ag (GDH, Toxin A/B) | 0 | 0 | 0 | 0 | 0 |  | M | 0.2 ml |  | ql
696 | C. Diff Tox A/B | Nein | B37 | C. Diff Ag (GDH, Toxin A/B) | 3400 | 0 | 0 | 0 | 0 |  | M | 0.2 ml |  | ql
689 | C. Diff Toxin A | Nein | B37 | C. Diff Ag (GDH, Toxin A/B) | 3400 | 0 | 0 | 0 | 0 |  | M | 0.2 ml |  | ql
690 | C. Diff Toxin B | Nein | B37 | C. Diff Ag (GDH, Toxin A/B) | 3400 | 0 | 0 | 0 | 0 |  | M | 0.2 ml |  | ql
700 | H. pylori Urease-Test | Nein | B38 | H. pylori Urease-Test | 3432 | 0 | 0 | 0 | 0 |  | B | Biopsie |  | ql
708 | Acid-fast bacilli A | Nein | B39 | Mycobacteria, microscopy | 3358 | 0 | 0 | 0 | 0 |  | M | 2 Slides |  | ql
709 | Acid-fast bacilli B | Nein | B39 | Mycobacteria, microscopy | 3358 | 0 | 0 | 0 | 0 |  | M | 2 Slides |  | ql
720 | Culture microscopy | Ja | B40 | Mycobacteria, culture 1 TB | 3446 | 0 | 0 | 0 | 0 |  | M | 2 x 1 ml |  | ql
721 | Culture microscopy B | Ja | B40 | Mycobacteria, culture 1 TB | 3446 | 0 | 0 | 0 | 0 |  | M | 2 x 1 ml |  | ql
722 | MT identification | Ja | B40 | Mycobacteria, culture 1 TB | 3447 | 0 | 0 | 0 | 0 |  | M | 2 x 1 ml |  | ql
723 | MT identification B | Ja | B40 | Mycobacteria, culture 1 TB | 3447 | 0 | 0 | 0 | 0 |  | M | 2 x 1 ml |  | ql
875 | MT susceptibility (genotype) | Nein | B40 | Mycobacteria, culture 1 TB |  |  | 0 | 0 | 0 |  | M | 2 x 1 ml |  | ql
724 | MT susceptibility (phenotype) | Ja | B40 | Mycobacteria, culture 1 TB | 3451 | 0 | 0 | 0 | 0 |  | M | 2 x 1 ml |  | ql
725 | MT susceptibility B | Ja | B40 | Mycobacteria, culture 1 TB | 3451 | 0 | 0 | 0 | 0 |  | M | 2 x 1 ml |  | ql
726 | Mycobact. non TB ID | Nein | B41 | Mycobacteria, culture 2 non TB | 3449 | 0 | 0 | 0 | 0 |  | M | 2 x 1 ml |  | ql
727 | Mycobact. non TB ID B | Nein | B41 | Mycobacteria, culture 2 non TB | 3449 | 0 | 0 | 0 | 0 |  | M | 2 x 1 ml |  | ql
738 | Anti-HBc Ig total sample A | Ja | B42 | HIV, Hepatitis B/C, Serologie | 3053 | 0 | 0 | 0 | 0 |  | S/P | 2 x 0.8 ml |  | ql
739 | Anti-HBc Ig total sample B | Ja | B42 | HIV, Hepatitis B/C, Serologie | 3053 | 0 | 0 | 0 | 0 |  | S/P | 2 x 0.8 ml |  | ql
740 | Anti-HBc IgM sample A | Ja | B42 | HIV, Hepatitis B/C, Serologie | 3055 | 0 | 0 | 0 | 0 |  | S/P | 2 x 0.8 ml |  | ql
741 | Anti-HBc IgM sample B | Ja | B42 | HIV, Hepatitis B/C, Serologie | 3055 | 0 | 0 | 0 | 0 |  | S/P | 2 x 0.8 ml |  | ql
744 | Anti-HBe Ig total sample A | Ja | B42 | HIV, Hepatitis B/C, Serologie | 3066 | 10 | 0 | 0 | 0 |  | S/P | 2 x 0.8 ml |  | ql
745 | Anti-HBe Ig total sample B | Ja | B42 | HIV, Hepatitis B/C, Serologie | 3066 | 10 | 0 | 0 | 0 |  | S/P | 2 x 0.8 ml |  | ql
814 | Anti-HBs Ig total qn sample A | Ja | B42 | HIV, Hepatitis B/C, Serologie | 3057 | 10 | 30 | 30 | 10 | U/l | S/P | 2 x 0.8 ml |  | qn
815 | Anti-HBs Ig total qn sample B | Ja | B42 | HIV, Hepatitis B/C, Serologie | 3057 | 10 | 30 | 30 | 10 | U/l | S/P | 2 x 0.8 ml |  | qn
736 | Anti-HBs Ig total sample A | Ja | B42 | HIV, Hepatitis B/C, Serologie | 3067 | 10 | 0 | 0 | 0 |  | S/P | 2 x 0.8 ml |  | ql
737 | Anti-HBs Ig total sample B | Ja | B42 | HIV, Hepatitis B/C, Serologie | 3067 | 10 | 0 | 0 | 0 |  | S/P | 2 x 0.8 ml |  | ql
732 | Anti-HCV Ig total sample A | Ja | B42 | HIV, Hepatitis B/C, Serologie | 3068 | 10 | 0 | 0 | 0 |  | S/P | 2 x 0.8 ml |  | ql
733 | Anti-HCV Ig total sample B | Ja | B42 | HIV, Hepatitis B/C, Serologie | 3068 | 10 | 0 | 0 | 0 |  | S/P | 2 x 0.8 ml |  | ql
728 | Anti-HIV 1/2 ig sample A | Ja | B42 | HIV, Hepatitis B/C, Serologie | 3094 | 0 | 0 | 0 | 0 |  | S/P | 2 x 0.8 ml |  | ql
730 | Anti-HIV 1/2 ig sample B | Ja | B42 | HIV, Hepatitis B/C, Serologie | 3094 | 0 | 0 | 0 | 0 |  | S/P | 2 x 0.8 ml |  | ql
742 | HBe Ag sample A | Ja | B42 | HIV, Hepatitis B/C, Serologie | 3058 | 0 | 0 | 0 | 0 |  | S/P | 2 x 0.8 ml |  | ql
743 | HBe Ag sample B | Ja | B42 | HIV, Hepatitis B/C, Serologie | 3058 | 0 | 0 | 0 | 0 |  | S/P | 2 x 0.8 ml |  | ql
816 | HBs Ag qn sample A | Nein | B42 | HIV, Hepatitis B/C, Serologie | 3060 | 0 | 30 | 1 | 1 | U/ml | S/P | 2 x 0.8 ml |  | qn
817 | HBs Ag qn sample B | Nein | B42 | HIV, Hepatitis B/C, Serologie | 3060 | 0 | 30 | 1 | 1 | U/ml | S/P | 2 x 0.8 ml |  | qn
734 | HBs Ag sample A | Ja | B42 | HIV, Hepatitis B/C, Serologie | 3065 | 0 | 0 | 0 | 0 |  | S/P | 2 x 0.8 ml |  | ql
735 | HBs Ag sample B | Ja | B42 | HIV, Hepatitis B/C, Serologie | 3065 | 0 | 0 | 0 | 0 |  | S/P | 2 x 0.8 ml |  | ql
770 | HIV 1/2 Combo sample A | Ja | B42 | HIV, Hepatitis B/C, Serologie | 3094 | 0 | 0 | 0 | 0 |  | S/P | 2 x 0.8 ml |  | ql
771 | HIV 1/2 Combo sample B | Ja | B42 | HIV, Hepatitis B/C, Serologie | 3094 | 0 | 0 | 0 | 0 |  | S/P | 2 x 0.8 ml |  | ql
729 | HIV 1/2 p24 sample A | Ja | B42 | HIV, Hepatitis B/C, Serologie | 3094 | 0 | 0 | 0 | 0 |  | S/P | 2 x 0.8 ml |  | ql
731 | HIV 1/2 p24 sample B | Ja | B42 | HIV, Hepatitis B/C, Serologie | 3094 | 0 | 0 | 0 | 0 |  | S/P | 2 x 0.8 ml |  | ql
746 | Anti-HAV Ig | Ja | B43 | Hepatitis A IgG / IgM | 3049 | 10 | 0 | 0 | 0 |  | S/P | 0.5 ml |  | ql
773 | Anti-HAV IgG | Ja | B43 | Hepatitis A IgG / IgM | 3049 | 20 | 0 | 0 | 0 |  | S/P | 0.5 ml |  | ql
747 | Anti-HAV IgM | Ja | B43 | Hepatitis A IgG / IgM | 3051 | 0 | 0 | 0 | 0 |  | S/P | 0.5 ml |  | ql
748 | Anti-HEV IgG | Ja | B44 | Hepatitis E IgG / IgM | 3076 | 0 | 0 | 0 | 0 |  | S/P | 0.5 ml |  | ql
749 | Anti-HEV IgM | Ja | B44 | Hepatitis E IgG / IgM | 3077 | 0 | 0 | 0 | 0 |  | S/P | 0.5 ml |  | ql
38 | Activated Prothrombin Time | Ja | G01 | Coagulation INR | 1019 | 0 | 25 | 0 | 0 | Sek | S/P | 1 ml |  | qn
40 | Fibrinogen OA | Ja | G01 | Coagulation INR | 1320 | 0 | 15 | 0 | 0 | g/l | S/P | 1 ml |  | qn
25 | INR VKA | Ja | G01 | Coagulation INR | 1700 | 0 | 15 | 1.3 | 0.2 | INR | S/P | 1 ml |  | qn
887 | Quick% | Ja | G01 | Coagulation INR | 1700 | 0 | 15 | 1.3 | 0.2 | % | S/P | 1 ml |  | qn
858 | Thrombintime OA | Nein | G01 | Coagulation INR | 0 | 0 | 30 | 0 | 0 | Sek | S/P | 1 ml |  | qn
71 | INR CC Pro II | Ja | G02 | CoaguChek | 1700 | 0 | 15 | 1.3 | 0.2 | Sek | S/P |  |  | qn
710 | Albumin immunological | Ja | G03 | Coagulation NT | 1022 | 0 | 24 | 0 | 0 | mg/l | S/P | 1 ml |  | qn
83 | aPTT N | Ja | G03 | Coagulation NT | 1019 | 0 | 25 | 0 | 0 | Sek | S/P | 1 ml |  | qn
124 | aPTT N | Nein | G03 | Coagulation NT | 1019 | 0 | 0 | 0 | 0 |  | S/P | 1 ml |  | ql
596 | Faktor II | Nein | G03 | Coagulation NT | 1348 | 0 | 25 | 0 | 0 | % | S/P | 1 ml |  | qn
597 | Faktor V | Nein | G03 | Coagulation NT | 1348 | 0 | 25 | 0 | 0 | % | S/P | 1 ml |  | qn
598 | Faktor VII | Nein | G03 | Coagulation NT | 1348 | 0 | 25 | 0 | 0 | % | S/P | 1 ml |  | qn
81 | Fibrinogen N | Ja | G03 | Coagulation NT | 1320 | 0 | 15 | 0 | 0 | g/l | S/P | 1 ml |  | qn
888 | INR N | Ja | G03 | Coagulation NT | 1700 | 0 | 15 | 1.3 | 0.2 | INR | S/P | 1 ml |  | qn
23 | Prothrombin time NT | Ja | G03 | Coagulation NT | 1700 | 0 | 15 | 0 | 0 | % | S/P | 1 ml |  | qn
39 | Thrombin Time | Nein | G03 | Coagulation NT | 1699 | 0 | 25 | 0 | 0 |  | S/P | 1 ml |  | ql
856 | Thrombintime N | Nein | G03 | Coagulation NT | 0 | 0 | 30 | 0 | 0 | Sek | S/P | 1 ml |  | qn
703 |  | Nein | G04 | unfractionated heparin | 0 | 0 | 20 | 0 | 0 | Sek | S/P | 1 ml |  | qn
599 | Anti-FXa (unfrakt-Heparin) | Nein | G04 | unfractionated heparin | 1348 | 0 | 20 | 0 | 0 | IU/ml | S/P | 1 ml |  | qn
84 | aPTT H | Ja | G04 | unfractionated heparin | 1019 | 0 | 25 | 0 | 0 | Sek | S/P | 1 ml |  | qn
125 | aPTT H | Nein | G04 | unfractionated heparin | 1019 | 0 | 0 | 0 | 0 |  | S/P | 1 ml |  | ql
82 | Fibrinogen H | Ja | G04 | unfractionated heparin | 1320 | 0 | 15 | 0 | 0 | g/l | S/P | 1 ml |  | qn
889 | INR H | Ja | G04 | unfractionated heparin | 1700 | 0 | 15 | 1.3 | 0.2 | INR | S/P | 1 ml |  | qn
24 | Prothrombin time HT | Ja | G04 | unfractionated heparin | 1700 | 0 | 15 | 0 | 0 | % | S/P | 1 ml |  | qn
120 | Thrombin Time | Nein | G04 | unfractionated heparin | 1699 | 0 | 0 | 0 | 0 |  | S/P | 1 ml |  | ql
857 | Thrombintime H | Nein | G04 | unfractionated heparin | 0 | 0 | 30 | 0 | 0 | Sek | S/P | 1 ml |  | qn
126 | D-Dimer NC | Ja | G05 | D-Dimer NC | 1260 | 0 | 21 | 0 | 0 | mg/l | S/P |  |  | qn
95 | D-dimer | Ja | G06 | D-dimer | 1260 | 0 | 21 | 0 | 0 | mg/l | S/P | 0.5 ml |  | qn
146 | D-dimer ql (pos/neg) | Ja | G06 | D-dimer | 1259 | 0 | 0 | 0 | 0 |  | S/P | 0.5 ml |  | ql
364 | D-dimer qn AFIAS | Ja | G06 | D-dimer | 1260 | 0 | 21 | 0 | 0 | mg/l | S/P | 0.5 ml |  | qn
341 | D-Dimer Triage | Ja | G06 | D-dimer | 1260 | 0 | 21 | 0 | 0 | ng/ml | S/P | 0.5 ml |  | qn
365 | D-Dimere pos/neg AFIAS | Nein | G06 | D-dimer |  | 0 | 0 | 0 | 0 |  | S/P | 0.5 ml |  | ql
156 | CoaguChek APTT | Ja | G09 | CoaguChek APTT | 1019 | 0 | 25 | 0 | 0 | Sek | S/P |  |  | qn
227 | INR WB | Ja | G10 | POC INR WB | 1700 | 0 | 15 | 1.3 | 0.2 |  | WB |  |  | qn
281 | INR CCXS | Ja | G11 | CoaguChek XS INR | 1700 | 0 | 15 | 1.3 | 0.2 | INR | S/P |  |  | qn
333 | aPTT HC | Ja | G12 | Hemochron | 1019 | 0 | 25 | 0 | 0 | Sek | S/P |  |  | qn
297 | INR HC | Ja | G12 | Hemochron | 1700 | 0 | 15 | 1.3 | 0.2 |  | S/P |  |  | qn
346 | INR iSTAT | Ja | G13 | INR ISTAT | 1700 | 0 | 15 | 1.3 | 0.2 |  | S/P |  |  | qn
370 | INR MI | Ja | G14 | MicroINR | 1700 | 0 | 15 | 1.3 | 0.2 |  | S/P | 2.0 ml |  | qn
374 | INR Eurolyser | Ja | G15 | INR Eurolyser | 1700 | 0 | 15 | 1.3 | 0.2 |  | S/P |  |  | qn
399 | INR Xprecia | Ja | G16 | INR Xprecia | 1700 | 0 | 15 | 1.3 | 0.2 |  | S/P | 1.0 ml |  | qn
617 | INR Lumira Dx | Ja | G17 | INR LumiraDX | 1700 | 0 | 15 | 1.3 | 0.2 |  | S/P | 0.5 ml |  | qn
600 | Anti-FXa (LMW-Heparin) | Nein | G18 | LMW-Heparin | 1348 | 0 | 20 | 0 | 0 | IU/ml | S/P | 1.0 ml |  | qn
601 | Anti-FXa (Rivaroxaban) | Nein | G19 | Rivaroxaban | 1348 | 0 | 20 | 0 | 0 | µg/l | S/P | 1.0 ml |  | qn
602 | Anti-FXa (Apixaban) | Nein | G20 | Apixaban | 1348 | 0 | 20 | 0 | 0 | µg/l | S/P | 1.0 ml |  | qn
603 | Anti-FXa (Edoxaban) | Nein | G21 | Edoxaban | 1348 | 0 | 20 | 0 | 0 | µg/l | S/P | 1.0 ml |  | qn
604 | Anti-FIIa (Dabigatran) | Nein | G22 | Dabigatran | 1348 | 0 | 20 | 0 | 0 | µg/l | S/P | 1.0 ml |  | qn
846 | INR Labpad | Ja | G23 | INR Labpad | 1700 | 0 | 15 | 1.3 | 20 | INR | S/P | 0.5 ml |  | qn
37 | Erythrocytes | Ja | H01 | Hematology | 1297 | 0 | 25 | 0 | 0 | T/l | WB | 1.1 ml |  | qn
3 | Hematocrit | Ja | H01 | Hematology | 1375 | 0 | 9 | 0 | 0 | l/l | WB | 1.1 ml |  | qn
2 | Hemoglobin | Ja | H01 | Hematology | 1396 | 0 | 9 | 0 | 0 | g/l | WB | 1.1 ml |  | qn
4 | Leucocytes | Ja | H01 | Hematology | 1532 | 0 | 25 | 0 | 0 | G/l | WB | 1.1 ml |  | qn
17 | Thrombocytes | Ja | H01 | Hematology | 1715 | 0 | 25 | 0 | 0 | G/l | WB | 1.1 ml |  | qn
565 | CRP H2 | Ja | H02 | Hematology Plus | 1245 | 0 | 21 | 10 | 2 | mg/l | WB | 1.5 ml |  | qn
564 | Erythrocytes H2 | Ja | H02 | Hematology Plus | 1297 | 0 | 25 | 0 | 0 | T/l | WB | 1.5 ml |  | qn
561 | Hematocrit H2 | Ja | H02 | Hematology Plus | 1375 | 0 | 9 | 0 | 0 | l/l | WB | 1.5 ml |  | qn
560 | Hemoglobin H2 | Ja | H02 | Hematology Plus | 1396 | 0 | 9 | 0 | 0 | g/l | WB | 1.5 ml |  | qn
562 | Leucocytes H2 | Ja | H02 | Hematology Plus | 1532 | 0 | 25 | 0 | 0 | G/l | WB | 1.5 ml |  | qn
563 | Thrombocytes H2 | Ja | H02 | Hematology Plus | 1715 | 0 | 25 | 0 | 0 | G/l | WB | 1.5 ml |  | qn
108 | Differential Blood Smear | Ja | H03 | Differenzial blood smear | 1266 | 0 | 0 | 0 | 0 |  | Slide | 2 Slides |  | ql
555 | Blood parasites | Ja | H04 | Blood Parasite | 3533 | 0 | 100 | 5 | 2.5 | % | Slide | 1 Slide |  | qn
335 | Blood parasites | Ja | H04 | Blood Parasite | 3533 | 0 | 100 | 0 | 0 | Code | Slide | 1 Slide |  | ql
327 | Hematocrit | Ja | H05 | Hematology BG | 1375 | 0 | 9 | 0 | 0 | l/l | BGA | 1.7 ml |  | qn
338 | Hemoglobin BG | Ja | H05 | Hematology BG | 1396 | 0 | 9 | 0 | 0 | g/l | BGA | 1.7 ml |  | qn
409 | Basophiles | Nein | H06 | Hematology, 5-part differential | 1374 | 0 | 80 | 0.13 | 0.1 | G/l | WB | 1.0 ml |  | qn
408 | Eosinophils | Nein | H06 | Hematology, 5-part differential | 1374 | 0 | 80 | 0.13 | 0.1 | G/l | WB | 1.0 ml |  | qn
402 | Erythrocytes | Ja | H06 | Hematology, 5-part differential | 1297 | 0 | 25 | 0 | 0 | T/l | WB | 1.0 ml | H1 auch bestellen | qn
401 | Hematocrit | Ja | H06 | Hematology, 5-part differential | 1375 | 0 | 9 | 0 | 0 | l/l | WB | 1.0 ml | H1 auch bestellen | qn
400 | Hemoglobin | Ja | H06 | Hematology, 5-part differential | 1396 | 0 | 9 | 0 | 0 | g/l | WB | 1.0 ml | H1 auch bestellen | qn
615 | Immature Granulocytes | Nein | H06 | Hematology, 5-part differential | 0 | 0 | 25 | 1.3 | 0.1 | G/l | WB | 1.0 ml |  | qn
403 | Leucocytes | Ja | H06 | Hematology, 5-part differential | 1532 | 0 | 25 | 0 | 0 | G/l | WB | 1.0 ml | H1 auch bestellen | qn
406 | Lymphocytes | Nein | H06 | Hematology, 5-part differential | 1374 | 0 | 25 | 0 | 0 | G/l | WB | 1.0 ml |  | qn
612 | MCH | Nein | H06 | Hematology, 5-part differential | 0 | 0 | 25 | 0 | 0 | pg | WB | 1.0 ml |  | qn
613 | MCHC | Nein | H06 | Hematology, 5-part differential | 0 | 0 | 25 | 0 | 0 | g/l | WB | 1.0 ml |  | qn
611 | MCV | Nein | H06 | Hematology, 5-part differential | 0 | 0 | 25 | 0 | 0 | fl | WB | 1.0 ml |  | qn
407 | Monocytes | Nein | H06 | Hematology, 5-part differential | 1374 | 0 | 80 | 0 | 0 | G/l | WB | 1.0 ml |  | qn
405 | Neutrophils | Nein | H06 | Hematology, 5-part differential | 1374 | 0 | 25 | 0 | 0 | G/l | WB | 1.0 ml |  | qn
614 | RDW | Nein | H06 | Hematology, 5-part differential | 0 | 0 | 25 | 0 | 0 | % | WB | 1.0 ml |  | qn
404 | Thrombocytes | Ja | H06 | Hematology, 5-part differential | 1715 | 0 | 25 | 80 | 20 | G/l | WB | 1.0 ml | H1 auch bestellen | qn
410 | Reticulocytes | Ja | H07 | Retikulozyten, Automat | 1649 | 0 | 30 | 0 | 0 | G/l | WB | 1.0 ml |  | qn
419 | Hämolyseindex Probe A | Nein | H08 | Serum indices HIL | 0 | 0 | 30 | 20 | 8 |  | S/P | 1 ml |  | qn
420 | Hämolyseindex Probe B | Nein | H08 | Serum indices HIL | 0 | 0 | 30 | 20 | 8 |  | S/P | 1 ml |  | qn
783 | Icteria Index A | Nein | H08 | Serum indices HIL | 0 | 0 | 30 | 5 | 1.5 |  | S/P | 1 ml |  | qn
784 | Icteria Index B | Nein | H08 | Serum indices HIL | 0 | 0 | 30 | 5 | 1.5 |  | S/P | 1 ml |  | qn
781 | Lipemia index A | Nein | H08 | Serum indices HIL | 0 | 0 | 30 | 0 | 0 |  | S/P | 1 ml |  | qn
782 | Lipemia index B | Nein | H08 | Serum indices HIL | 0 | 0 | 30 | 0 | 0 |  | S/P | 1 ml |  | qn
421 | Erythrocyte sedimentation rate 1h | Nein | H10 | Erythrocyte sedimentation rate | 1666 | 0 | 40 | 10 | 4 | mm/h | WB | 9 ml |  | qn
422 | Erythrocyte sedimentation rate 2h | Nein | H10 | Erythrocyte sedimentation rate | 1666 | 0 | 40 | 10 | 4 | mm/2h | WB | 9 ml |  | qn
774 | Malaria | Nein | H11 | Malaria rapid test / NAT | 3535 | 0 | 0 | 0 | 0 |  | WB | 0.05 ml |  | ql
878 | Plasmodium falciparum | Nein | H11 | Malaria rapid test / NAT |  |  | 0 | 0 | 0 |  | WB | 0.05 ml |  | ql
877 | Plasmodium spp. | Nein | H11 | Malaria rapid test / NAT |  |  | 0 | 0 | 0 |  | WB | 0.05 ml |  | ql
879 | Plasmodium vivax/ovale | Nein | H11 | Malaria rapid test / NAT |  |  | 0 | 0 | 0 |  | WB | 0.05 ml |  | ql
673 | Basophiles HS | Nein | H12 | Hemoscreen | 0 | 0 | 25 | 0 | 0 | G/l | WB | 1.0 ml |  | qn
672 | Eosinophiles HS | Nein | H12 | Hemoscreen | 0 | 0 | 25 | 0 | 0 | G/l | WB | 1.0 ml |  | qn
666 | Erythrocytes HS | Nein | H12 | Hemoscreen | 0 | 0 | 25 | 0 | 0 | T/l | WB | 1.0 ml |  | qn
665 | Hematocrit HS | Nein | H12 | Hemoscreen | 0 | 0 | 9 | 0 | 0 | l/l | WB | 1.0 ml |  | qn
664 | Hemoglobin HS | Nein | H12 | Hemoscreen | 0 | 0 | 9 | 0 | 0 | g/l | WB | 1.0 ml |  | qn
667 | Leucocytes HS | Nein | H12 | Hemoscreen | 0 | 0 | 25 | 0 | 0 | G/l | WB | 1.0 ml |  | qn
670 | Lymphocytes HS | Nein | H12 | Hemoscreen | 0 | 0 | 25 | 0 | 0 | G/l | WB | 1.0 ml |  | qn
671 | Monocytes HS | Nein | H12 | Hemoscreen | 0 | 0 | 25 | 0 | 0 | G/l | WB | 1.0 ml |  | qn
669 | Neutrophiles HS | Nein | H12 | Hemoscreen | 0 | 0 | 25 | 0 | 0 | G/l | WB | 1.0 ml |  | qn
668 | Trombocytes HS | Nein | H12 | Hemoscreen | 0 | 0 | 25 | 0 | 0 | G/l | WB | 1.0 ml |  | qn
826 | Erythrocytes BF | Nein | H13 | Cell number BF | 0 | 0 | 40 | 0 | 0 | G/l | BF | 0.5 ml |  | qn
832 | Highly fluorescent cells (HF) | Nein | H13 | Cell number BF | 0 | 0 | 40 | 0 | 0 | G/l | BF | 0.5 ml |  | qn
825 | Leucoytes BF | Nein | H13 | Cell number BF | 0 | 0 | 40 | 0 | 0 | G/l | BF | 0.5 ml |  | qn
830 | Mononuclear cells (MN) | Nein | H13 | Cell number BF | 0 | 0 | 40 | 0 | 0 | G/l | BF | 0.5 ml |  | qn
831 | Polynuclear cells (PMN) | Nein | H13 | Cell number BF | 0 | 0 | 40 | 0 | 0 | G/l | BF | 0.5 ml |  | qn
829 | Total cells (TC) | Nein | H13 | Cell number BF | 0 | 0 | 40 | 0 | 0 | G/l | BF | 0.5 ml |  | qn
827 | HbF-Cells | Nein | H14 | HbF-Zellen | 0 | 0 | 0 | 0 | 0 |  | WB | 0.5 ml |  | ql
843 | Erythrocyte sedimentation rate | Nein | H15 | BSR iSED/miniiSED | 1666 | 0 | 40 | 10 | 4 | mm/h | WB | 1 ml |  | qn
890 | antibody screening test | Nein | H16 | Immunohematology |  |  | 0 | 0 | 0 |  |  |  |  | sq
893 | antibody specification | Nein | H16 | Immunohematology |  |  | 0 | 0 | 0 | Code |  |  |  | ql
892 | antibody specification | Nein | H16 | Immunohematology |  |  | 0 | 0 | 0 | Code |  |  |  | ql
891 | antibody specification | Nein | H16 | Immunohematology |  |  | 0 | 0 | 0 | Code |  |  |  | ql
882 | Blood group AB0 | Nein | H16 | Immunohematology |  |  | 0 | 0 | 0 |  |  |  |  | sq
894 | Compatibility test donor A | Nein | H16 | Immunohematology |  |  | 0 | 0 | 0 |  |  |  |  | sq
895 | Compatibility test donor B | Nein | H16 | Immunohematology |  |  | 0 | 0 | 0 |  |  |  |  | sq
884 | Rh phenotype C/c antigen | Nein | H16 | Immunohematology |  |  | 0 | 0 | 0 |  |  |  |  | sq
885 | Rh phenotype E/e antigen | Nein | H16 | Immunohematology |  |  | 0 | 0 | 0 |  |  |  |  | sq
883 | Rhesus factor RhD | Nein | H16 | Immunohematology |  |  | 0 | 0 | 0 |  |  |  |  | sq
26 | CRP | Ja | I01 | CRP | 1245 | 0 | 21 | 10 | 2 | mg/l | S/P | 0.26 ml |  | qn
780 | Albumin immunologisch | Ja | I02 | Plasmaproteins | 1022 | 0 | 0 | 0 | 0 | g/l | S/P | 1.0 ml |  | qn
73 | Alpha-1-acid Glycoprotein | Nein | I02 | Plasmaproteins | 1037 | 0 | 25 | 0 | 0 | g/l | S/P | 1.0 ml |  | qn
79 | Alpha-1-Antitrypsin | Nein | I02 | Plasmaproteins | 1032 | 0 | 25 | 0 | 0 | g/l | S/P | 1.0 ml |  | qn
834 | Anti-CCP | Ja | I02 | Plasmaproteins | 1108 | 0 | 35 | 0 | 0 | U/ml | S/P | 1.0 ml |  | qn
74 | Anti-Streptolysin-Antibodies | Nein | I02 | Plasmaproteins | 3470 | 0 | 25 | 0 | 0 | kIU/l | S/P | 1.0 ml |  | qn
234 | Beta-2 microglobuline | Nein | I02 | Plasmaproteins | 1201 | 0 | 25 | 0 | 0 | mg/l | S/P | 1.0 ml |  | qn
660 | C1-Inhibitor | Nein | I02 | Plasmaproteins | 0 | 0 | 21 | 0 | 0 | g/l | S/P | 1.0 ml |  | qn
237 | Ceruloplasmin | Nein | I02 | Plasmaproteins | 1220 | 0 | 25 | 0 | 0 | mg/l | S/P | 1.0 ml |  | qn
75 | Complement C3 | Ja | I02 | Plasmaproteins | 1501.1 | 0 | 15 | 0 | 0 | g/l | S/P | 1.0 ml |  | qn
76 | Complement C4 | Ja | I02 | Plasmaproteins | 1503 | 0 | 15 | 0 | 0 | g/l | S/P | 1.0 ml |  | qn
553 | free light chain kappa | Ja | I02 | Plasmaproteins | 1459 | 0 | 30 | 0 | 0 | mg/l | S/P | 1.0 ml |  | qn
554 | free light chain lambda | Ja | I02 | Plasmaproteins | 1460 | 0 | 30 | 0 | 0 | mg/l | S/P | 1.0 ml |  | qn
657 | free light chain total kappa | Ja | I02 | Plasmaproteins | 1459 | 0 | 20 | 0 | 0 | g/l | S/P | 1.0 ml |  | qn
658 | free light chain total lambda | Ja | I02 | Plasmaproteins | 1460 | 0 | 20 | 0 | 0 | g/l | S/P | 1.0 ml |  | qn
77 | Haptoglobin | Nein | I02 | Plasmaproteins | 1405 | 0 | 25 | 0 | 0 | g/l | S/P | 1.0 ml |  | qn
28 | IgA | Ja | I02 | Plasmaproteins | 1441 | 0 | 15 | 0 | 0 | g/l | S/P | 1.0 ml |  | qn
80 | IgE | Ja | I02 | Plasmaproteins | 1443 | 0 | 30 | 0 | 0 | kU/L | S/P | 1.0 ml |  | qn
336 | IgE pos/neg | Ja | I02 | Plasmaproteins | 1443 | 0 | 0 | 0 | 0 |  | S/P | 1.0 ml |  | ql
27 | IgG | Ja | I02 | Plasmaproteins | 1451 | 0 | 15 | 0 | 0 | g/l | S/P | 1.0 ml |  | qn
29 | IgM | Ja | I02 | Plasmaproteins | 1457 | 0 | 15 | 0 | 0 | g/l | S/P | 1.0 ml |  | qn
238 | Prealbumin | Nein | I02 | Plasmaproteins | 1615 | 0 | 25 | 0 | 0 | mg/l | S/P | 1.0 ml |  | qn
412 | Rheumatoid factor | Nein | I02 | Plasmaproteins | 1654 | 0 | 25 | 0 | 0 | U/ml | S/P | 1.0 ml |  | qn
423 | Soluble transferrin receptor | Nein | I02 | Plasmaproteins | 1474.1 | 0 | 25 | 0 | 0 | mg/l | S/P | 1.0 ml |  | qn
78 | Transferrin | Nein | I02 | Plasmaproteins | 1729 | 0 | 25 | 0 | 0 | g/l | S/P | 1.0 ml |  | qn
207 |  | Ja | I03 | Allergology | 1443 | 0 | 30 | 0 | 0 | kU/L | S/P | 1.0 ml |  | qn
556 | Birch rBet v1 (t215) ql | Ja | I03 | Allergology | 1445.1 | 20 | 1 | 0 | 0 |  | S/P | 1.0 ml |  | ql
557 | Birch rBet v1 (t215) qn | Ja | I03 | Allergology | 1446.1 | 20 | 30 | 1.5 | 0.45 | kU/L | S/P | 1.0 ml |  | qn
558 | Birch rBet v2/4 (t221) ql | Ja | I03 | Allergology | 1445.1 | 20 | 1 | 0 | 0 |  | S/P | 1.0 ml |  | ql
559 | Birch rBet v2/4 (t221) qn | Ja | I03 | Allergology | 1446.1 | 20 | 30 | 1.5 | 0.45 | kU/L | S/P | 1.0 ml |  | qn
258 | D1 Derm. pteronyssinus | Ja | I03 | Allergology | 1445.1 | 10 | 30 | 1.5 | 0.45 | kU/L | S/P | 1.0 ml | Allergy Screen | ql
259 | D2 Derm. farinae | Nein | I03 | Allergology | 1445.1 | 0 | 30 | 1.5 | 0.45 | kU/L | S/P | 1.0 ml | Allergy Screen | ql
269 | E1 Cat | Ja | I03 | Allergology | 1445.1 | 20 | 30 | 1.5 | 0.45 | kU/L | S/P | 1.0 ml | Allergy Screen | ql
638 | E3 Horse | Nein | I03 | Allergology | 1445.1 | 0 | 30 | 0 | 0 |  | S/P | 1.0 ml | Allergy Screen | ql
270 | E5 Dog | Nein | I03 | Allergology | 1445.1 | 0 | 30 | 1.5 | 0.45 | kU/L | S/P | 1.0 ml | Allergy Screen | ql
271 | E6 Guinea pig | Nein | I03 | Allergology | 1445.1 | 0 | 30 | 1.5 | 0.45 | kU/L | S/P | 1.0 ml | Allergy Screen | ql
246 | F1 Protein | Nein | I03 | Allergology | 1445.1 | 0 | 30 | 1.5 | 0.45 | kU/L | S/P | 1.0 ml | Allergy Screen | ql
248 | F13 peanut | Nein | I03 | Allergology | 1445.1 | 40 | 30 | 1.5 | 0.45 | kU/L | S/P | 1.0 ml | Allergy Screen | ql
344 | F13 peanut | Nein | I03 | Allergology | 1445 | 70 | 30 | 1.5 | 0.45 |  | S/P | 1.0 ml |  | ql
250 | F14 Soya | Nein | I03 | Allergology | 1445.1 | 0 | 30 | 1.5 | 0.45 | kU/L | S/P | 1.0 ml | Allergy Screen | ql
249 | F17 Hazelnut | Nein | I03 | Allergology | 1445.1 | 0 | 30 | 1.5 | 0.45 | kU/L | S/P | 1.0 ml | Allergy Screen | ql
242 | F2 milk | Nein | I03 | Allergology | 1445.1 | 0 | 30 | 1.5 | 0.45 | kU/L | S/P | 1.0 ml | Allergy Screen | ql
254 | F23 Crab | Nein | I03 | Allergology | 1445.1 | 0 | 30 | 1.5 | 0.45 | kU/L | S/P | 1.0 ml | Allergy Screen | ql
253 | F3 Cod | Nein | I03 | Allergology | 1445.1 | 0 | 30 | 1.5 | 0.45 | kU/L | S/P | 1.0 ml | Allergy Screen | ql
256 | F31 Carrot | Nein | I03 | Allergology | 1445.1 | 0 | 30 | 1.5 | 0.45 | kU/L | S/P | 1.0 ml | Allergy Screen | ql
251 | F4 Wheat flour | Nein | I03 | Allergology | 1445.1 | 0 | 30 | 1.5 | 0.45 | kU/L | S/P | 1.0 ml | Allergy Screen | ql
257 | F49 Apple | Nein | I03 | Allergology | 1445.1 | 0 | 30 | 1.5 | 0.45 | kU/L | S/P | 1.0 ml | Allergy Screen | ql
252 | F5 Rye flour | Nein | I03 | Allergology | 1445.1 | 0 | 30 | 1.5 | 0.45 | kU/L | S/P | 1.0 ml | Allergy Screen | ql
247 | F75 Egg yolk | Nein | I03 | Allergology | 1445.1 | 0 | 30 | 1.5 | 0.45 | kU/L | S/P | 1.0 ml | Allergy Screen | ql
243 | F76 alpha-lactalbumin | Nein | I03 | Allergology | 1445.1 | 0 | 30 | 1.5 | 0.45 | kU/L | S/P | 1.0 ml | Allergy Screen | ql
244 | F77 beta-lactoglobulin | Nein | I03 | Allergology | 1445.1 | 0 | 30 | 1.5 | 0.45 | kU/L | S/P | 1.0 ml | Allergy Screen | ql
245 | F78 Casein | Nein | I03 | Allergology | 1445.1 | 0 | 30 | 1.5 | 0.45 | kU/L | S/P | 1.0 ml | Allergy Screen | ql
255 | F85 Celery | Nein | I03 | Allergology | 1445.1 | 0 | 30 | 1.5 | 0.45 | kU/L | S/P | 1.0 ml | Allergy Screen | ql
266 | G12 Rye | Nein | I03 | Allergology | 1445.1 | 0 | 30 | 1.5 | 0.45 | kU/L | S/P | 1.0 ml | Allergy Screen | ql
265 | GX Grasses | Nein | I03 | Allergology | 1445.1 | 0 | 30 | 1.5 | 0.45 | kU/L | S/P | 1.0 ml | Allergy Screen | ql
260 | I6 Cockroach | Nein | I03 | Allergology | 1445.1 | 0 | 30 | 1.5 | 0.45 | kU/L | S/P | 1.0 ml | Allergy Screen | ql
462 | IgE Birch (Bet v1) | Ja | I03 | Allergology | 1446.1 | 20 | 30 | 1.5 | 0.45 | kU/L | S/P | 1.0 ml |  | ql
191 | IgE birch ql | Ja | I03 | Allergology | 1445.1 | 20 | 1 | 0 | 0 |  | S/P | 1.0 ml |  | ql
192 | IgE birch qn | Ja | I03 | Allergology | 1446.1 | 20 | 30 | 1.5 | 0.45 | kU/L | S/P | 1.0 ml |  | qn
465 | IgE Cat (Fel d1) | Ja | I03 | Allergology | 1446.1 | 0 | 30 | 1.5 | 0.45 | kU/L | S/P | 1.0 ml |  | ql
193 | IgE cat ql | Ja | I03 | Allergology | 1445.1 | 30 | 1 | 0 | 0 |  | S/P | 1.0 ml |  | ql
194 | IgE cat qn | Ja | I03 | Allergology | 1446.1 | 30 | 30 | 1.5 | 0.45 | kU/L | S/P | 1.0 ml |  | qn
702 | IgE D. pteronyssinus ql | Ja | I03 | Allergology | 1445.1 | 10 | 0 | 0 | 0 |  | S/P | 1.0 ml |  | ql
701 | IgE D. pteronyssinus qn | Ja | I03 | Allergology | 1446.1 | 10 | 30 | 1.5 | 0.45 | kU/L | S/P | 1.0 ml |  | qn
466 | IgE Dog (Can f1) | Nein | I03 | Allergology | 1446.1 | 0 | 30 | 1.5 | 0.45 | kU/L | S/P | 1.0 ml |  | ql
211 | IgE fx5 ql | Ja | I03 | Allergology | 1446.1 | 70 | 1 | 0 | 0 |  | S/P | 1.0 ml |  | ql
212 | IgE fx5 qn | Nein | I03 | Allergology | 1446.1 | 0 | 30 | 1.5 | 0.45 | kU/L | S/P | 1.0 ml |  | qn
464 | IgE House-dust mite (Der p1) | Ja | I03 | Allergology | 1446.1 | 0 | 30 | 1.5 | 0.45 | kU/L | S/P | 1.0 ml |  | ql
189 | IgE peanut ql | Nein | I03 | Allergology | 1445.1 | 0 | 1 | 0 | 0 |  | S/P | 1.0 ml |  | ql
190 | IgE peanut qn | Nein | I03 | Allergology | 1446.1 | 0 | 30 | 1.5 | 0.45 | kU/L | S/P | 1.0 ml |  | qn
213 | IgE rx1 ql | Ja | I03 | Allergology | 1446.1 | 70 | 1 | 0 | 0 |  | S/P | 1.0 ml |  | ql
214 | IgE rx1qn | Nein | I03 | Allergology | 1446.1 | 0 | 30 | 1.5 | 0.45 | kU/L | S/P | 1.0 ml |  | qn
215 | IgE rx2 ql | Ja | I03 | Allergology | 1446.1 | 70 | 1 | 0 | 0 |  | S/P | 1.0 ml |  | ql
216 | IgE rx2 qn | Nein | I03 | Allergology | 1446.1 | 0 | 30 | 1.5 | 0.45 | kU/L | S/P | 1.0 ml |  | qn
209 | IgE sx1 ql | Ja | I03 | Allergology | 1446.1 | 70 | 1 | 0 | 0 |  | S/P | 1.0 ml |  | ql
210 | IgE sx1 qn | Nein | I03 | Allergology | 1446.1 | 0 | 30 | 1.5 | 0.45 | kU/L | S/P | 1.0 ml |  | qn
463 | IgE Timothy grass (Phl p5) | Nein | I03 | Allergology | 1446.1 | 0 | 30 | 1.5 | 0.45 | kU/L | S/P | 1.0 ml |  | ql
164 | IgE, multispecific | Ja | I03 | Allergology | 1446.1 | 0 | 0 | 0 | 0 |  | S/P | 1.0 ml |  | ql
272 | K82 Latex | Nein | I03 | Allergology | 1445.1 | 0 | 30 | 1.5 | 0.45 | kU/L | S/P | 1.0 ml | Allergy Screen | ql
639 | M2 Cladosporium herbarum | Nein | I03 | Allergology | 1445.1 | 0 | 30 | 0 | 0 |  | S/P | 1.0 ml | Allergy Screen | ql
273 | M6 Alternaria alternata | Nein | I03 | Allergology | 1445.1 | 0 | 30 | 1.5 | 0.45 | kU/L | S/P | 1.0 ml | Allergy Screen | ql
261 | T2 Alder | Nein | I03 | Allergology | 1445.1 | 0 | 30 | 1.5 | 0.45 | kU/L | S/P | 1.0 ml | Allergy Screen | ql
262 | T3 Birch | Ja | I03 | Allergology | 1445.1 | 30 | 30 | 1.5 | 0.45 | kU/L | S/P | 1.0 ml | Allergy Screen | ql
264 | T31 Ash | Nein | I03 | Allergology | 1445.1 | 0 | 30 | 1.5 | 0.45 | kU/L | S/P | 1.0 ml | Allergy Screen | ql
263 | T4 Hazel | Nein | I03 | Allergology | 1445.1 | 0 | 30 | 1.5 | 0.45 | kU/L | S/P | 1.0 ml | Allergy Screen | ql
208 | total IgE | Ja | I03 | Allergology | 1443 | 0 | 30 | 0 | 0 | kU/L | S/P | 1.0 ml |  | qn
637 | W1 Ambrosia | Nein | I03 | Allergology | 1445.1 | 0 | 30 | 0 | 0 |  | S/P | 1.0 ml | Allergy Screen | ql
267 | W6 Mugwort | Nein | I03 | Allergology | 1445.1 | 0 | 30 | 1.5 | 0.45 | kU/L | S/P | 1.0 ml | Allergy Screen | ql
268 | W9 Plantain | Nein | I03 | Allergology | 1445.1 | 0 | 30 | 1.5 | 0.45 | kU/L | S/P | 1.0 ml | Allergy Screen | ql
777 | Apolipoprotein A1 | Nein | I05 | CRP/Lp (a) | 1087 | 0 | 30 | 0 | 0 | g/l | S/P | 0.35 ml |  | qn
778 | Apolipoprotein B | Nein | I05 | CRP/Lp (a) | 1089 | 0 | 30 | 0 | 0 | g/l | S/P | 0.35 ml |  | qn
347 | CRP HS | Ja | I05 | CRP/Lp (a) | 1245 | 0 | 21 | 10 | 2 | mg/l | S/P | 0.35 ml |  | qn
390 | Lipoprotein (a) | Nein | I05 | CRP/Lp (a) | 1539 | 0 | 25 | 0 | 0 | nmol/l | S/P | 0.35 ml |  | qn
582 | CRP | Ja | I07 | CRP WB | 1245 | 0 | 21 | 10 | 2 | mg/l | S/P |  |  | qn
616 | Celiac disease rapid test | Nein | I08 | Celiac disease rapid test | 0 | 0 | 0 | 0 | 0 |  | WB | 0.25 ml |  | ql
290 | D1 Derm. pteronyssin. | Ja | I09 | Allergologie Immunocap RAPID | 1445.1 | 10 | 30 | 0 | 0 |  | WB | 0.25 ml | ImmunoCAP rapid | ql
285 | E1 cat | Ja | I09 | Allergologie Immunocap RAPID | 1445.1 | 30 | 30 | 0 | 0 |  | WB | 0.25 ml | ImmunoCAP rapid | ql
289 | E5 dog | Nein | I09 | Allergologie Immunocap RAPID | 1445.1 | 0 | 30 | 0 | 0 |  | WB | 0.25 ml | ImmunoCAP rapid | ql
288 | F1 Egg White | Nein | I09 | Allergologie Immunocap RAPID | 1445.1 | 0 | 30 | 0 | 0 |  | WB | 0.25 ml | ImmunoCAP rapid | ql
291 | F2 Milk | Nein | I09 | Allergologie Immunocap RAPID | 1445.1 | 0 | 30 | 0 | 0 |  | WB | 0.25 ml | ImmunoCAP rapid | ql
282 | G6 timothy grass | Nein | I09 | Allergologie Immunocap RAPID | 1445.1 | 0 | 30 | 0 | 0 |  | WB | 0.25 ml | ImmunoCAP rapid | ql
609 | i6 German Cockroach | Nein | I09 | Allergologie Immunocap RAPID | 1445.1 | 0 | 30 | 0 | 0 |  | WB | 0.25 ml | Immunocap Rapid | ql
610 | m6 Mould | Nein | I09 | Allergologie Immunocap RAPID | 1445.1 | 0 | 30 | 0 | 0 |  | WB | 0.25 ml | Immunocap Rapid | ql
286 | T3 Birch | Ja | I09 | Allergologie Immunocap RAPID | 1445.1 | 20 | 30 | 0 | 0 |  | WB | 0.25 ml | ImmunoCAP rapid | ql
283 | T9 olive | Nein | I09 | Allergologie Immunocap RAPID | 1445.1 | 0 | 30 | 0 | 0 |  | WB | 0.25 ml | ImmunoCAP rapid | ql
284 | W21 Pellitory, wall | Nein | I09 | Allergologie Immunocap RAPID | 1445.1 | 0 | 30 | 0 | 0 |  | WB | 0.25 ml | ImmunoCAP rapid | ql
287 | W6 Mugwort | Nein | I09 | Allergologie Immunocap RAPID | 1445.1 | 0 | 30 | 0 | 0 |  | WB | 0.25 ml | ImmunoCAP rapid | ql
645 | Anti deam. Gliadin IgA | Nein | I10 | celiac disease | 0 | 0 | 30 | 2 | 1 | U/ml | S/P | 0.5 ml |  | qn
644 | Anti deam. Gliadin IgG | Nein | I10 | celiac disease | 0 | 0 | 30 | 2 | 1 | U/ml | S/P | 0.5 ml |  | qn
647 | Anti tTG IgA | Nein | I10 | celiac disease | 0 | 0 | 30 | 2 | 1 | U/ml | S/P | 0.5 ml |  | qn
646 | Anti tTG IgG | Nein | I10 | celiac disease | 0 | 0 | 30 | 2 | 1 | U/ml | S/P | 0.5 ml |  | qn
643 | IgA | Nein | I10 | celiac disease | 0 | 0 | 30 | 0 | 0 | g/l | S/P | 0.5 ml |  | qn
769 | CRP Lumira | Ja | I11 | CRP Lumira | 1245 | 0 | 21 | 10 | 2 | mg/l | S/P | 0.25 ml |  | qn
15 | Alanine aminotransferase | Ja | K01 | Clinical Chemistry | 1020 | 0 | 18 | 30 | 6 | U/l | S/P | 1.5 ml |  | qn
46 | Albumine | Ja | K01 | Clinical Chemistry | 1021 | 0 | 12 | 30 | 3.6 | g/l | S/P | 1.5 ml |  | qn
5 | Alkaline phosphatase | Ja | K01 | Clinical Chemistry | 1027 | 0 | 18 | 60 | 11 | U/l | S/P | 1.5 ml |  | qn
21 | Amylase | Ja | K01 | Clinical Chemistry | 1047 | 0 | 18 | 50 | 9 | U/l | S/P | 1.5 ml |  | qn
14 | Aspartate aminotransferase | Ja | K01 | Clinical Chemistry | 1093 | 0 | 18 | 30 | 6 | U/l | S/P | 1.5 ml |  | qn
6 | Bilirubin | Ja | K01 | Clinical Chemistry | 1207 | 0 | 18 | 10 | 2 | µmol/l | S/P | 1.5 ml |  | qn
293 | Bilirubin direct | Nein | K01 | Clinical Chemistry | 1206 | 0 | 18 | 0 | 0 | µmol/l | S/P | 1.5 ml |  | qn
18 | Calcium | Ja | K01 | Clinical Chemistry | 1223 | 0 | 9 | 2 | 0.18 | mmol/l | S/P | 1.5 ml |  | qn
377 | Calcium ISE | Nein | K01 | Clinical Chemistry | 1222 | 0 | 12 | 0 | 0 | mmol/l | S/P | 1.5 ml |  | qn
45 | Chloride | Ja | K01 | Clinical Chemistry | 1229 | 0 | 6 | 0 | 0 | mmol/l | S/P | 1.5 ml |  | qn
235 | Cholesterol LDL | Ja | K01 | Clinical Chemistry | 1521 | 0 | 18 | 0 | 0 | mmol/l | S/P | 1.5 ml |  | qn
7 | Cholesterol total | Ja | K01 | Clinical Chemistry | 1230 | 0 | 10 | 0 | 0 | mmol/l | S/P | 1.5 ml |  | qn
19 | Creatine kinase | Ja | K01 | Clinical Chemistry | 1249 | 0 | 18 | 33 | 6 | U/l | S/P | 1.5 ml |  | qn
13 | Creatinine | Ja | K01 | Clinical Chemistry | 1509 | 0 | 18 | 50 | 9 | µmol/l | S/P | 1.5 ml |  | qn
385 | eGFR CKD-EPI | Nein | K01 | Clinical Chemistry | 0 | 0 | 30 | 0 | 0 |  | S/P | 1.5 ml |  | qn
386 | eGFR Cockcroft-Gault | Nein | K01 | Clinical Chemistry | 0 | 0 | 30 | 0 | 0 |  | S/P | 1.5 ml |  | qn
9 | Gamma-glutamyltransferase | Ja | K01 | Clinical Chemistry | 1341 | 0 | 18 | 40 | 8 | U/l | S/P | 1.5 ml |  | qn
10 | Glucose | Ja | K01 | Clinical Chemistry | 1356 | 10 | 9 | 3.3 | 0.3 | mmol/l | S/P | 1.5 ml |  | qn
48 | HDL-cholesterol | Ja | K01 | Clinical Chemistry | 1410.1 | 0 | 21 | 0.4 | 0.09 | mmol/l | S/P | 1.5 ml |  | qn
47 | Iron | Ja | K01 | Clinical Chemistry | 1270 | 0 | 20 | 0 | 0 | µmol/l | S/P | 1.5 ml |  | qn
299 | Lactate | Ja | K01 | Clinical Chemistry | 1517 | 0 | 18 | 0.5 | 0.09 | mmol/l | S/P | 1.5 ml |  | qn
41 | LDH | Ja | K01 | Clinical Chemistry | 1518 | 0 | 18 | 0 | 0 | U/l | S/P | 1.5 ml |  | qn
155 | Lithium | Ja | K01 | Clinical Chemistry | 1541 | 0 | 15 | 1 | 0.15 | mmol/l | S/P | 1.5 ml |  | qn
42 | Magnesium | Ja | K01 | Clinical Chemistry | 1556 | 0 | 12 | 0.7 | 0.09 | mmol/l | S/P | 1.5 ml |  | qn
22 | Pancreatic amylase | Ja | K01 | Clinical Chemistry | 1592 | 0 | 18 | 25 | 5 | U/l | S/P | 1.5 ml |  | qn
44 | Phosphate | Ja | K01 | Clinical Chemistry | 1601 | 0 | 15 | 0 | 0 | mmol/l | S/P | 1.5 ml |  | qn
8 | Potassium | Ja | K01 | Clinical Chemistry | 1479 | 0 | 6 | 3.3 | 0.2 | mmol/l | S/P | 1.5 ml |  | qn
20 | Protein total | Ja | K01 | Clinical Chemistry | 1634 | 0 | 12 | 0 | 0 | g/l | S/P | 1.5 ml |  | qn
43 | Sodium | Ja | K01 | Clinical Chemistry | 1574 | 0 | 6 | 0 | 0 | mmol/l | S/P | 1.5 ml |  | qn
16 | Triglycerides | Ja | K01 | Clinical Chemistry | 1731 | 0 | 18 | 1 | 0.18 | mmol/l | S/P | 1.5 ml |  | qn
12 | Urea | Ja | K01 | Clinical Chemistry | 1406 | 0 | 15 | 3.3 | 0.5 | mmol/l | S/P | 1.5 ml |  | qn
11 | Uric Acid | Ja | K01 | Clinical Chemistry | 1738 | 0 | 12 | 0 | 0 | µmol/l | S/P | 1.5 ml |  | qn
50 | HbA1c sample A | Ja | K03A | Glycated Hemoglobin (HbA1c) | 1363 | 0 | 9 | 5 | 0.5 | % | WB | 0.2 ml |  | qn
220 | HbA1c sample B | Ja | K03B | Glycated Hemoglobin (HbA1c) | 1363 | 0 | 9 | 5 | 0.5 | % | WB | 0.2 ml |  | qn
175 | Bilirubin OR | Ja | K04 | Blood gases | 1207 | 0 | 18 | 10 | 2 | µmol/l | BGA | 2.0 ml |  | qn
93 | Calcium-BG | Nein | K04 | Blood gases | 1222 | 0 | 12 | 2 | 0.24 | mmol/l | BGA | 2.0 ml |  | qn
92 | Chlorid-BG | Ja | K04 | Blood gases | 1229 | 0 | 6 | 0 | 0 | mmol/l | BGA | 2.0 ml |  | qn
172 | FCOHb OR | Nein | K04 | Blood gases | 1591 | 0 | 20 | 0 | 0 | % | BGA | 2.0 ml |  | qn
174 | FHbF OR | Nein | K04 | Blood gases | 1591 | 0 | 20 | 0 | 0 | % | BGA | 2.0 ml |  | qn
411 | FHHb | Nein | K04 | Blood gases | 0 | 0 | 20 | 0 | 0 | % | BGA | 2.0 ml |  | qn
173 | FMetHb OR | Nein | K04 | Blood gases | 1591 | 0 | 20 | 0 | 0 | % | BGA | 2.0 ml |  | qn
171 | FO2Hb OR | Nein | K04 | Blood gases | 1591 | 0 | 20 | 0 | 0 | % | BGA | 2.0 ml |  | qn
33 | Glucose BG | Ja | K04 | Blood gases | 1356 | 10 | 9 | 3.3 | 0.3 | mmol/l | BGA | 2.0 ml |  | qn
34 | Hemoglobin BG | Ja | K04 | Blood gases | 1396 | 0 | 9 | 0 | 0 | g/l | BGA | 2.0 ml |  | qn
308 | Kreatinin BG | Ja | K04 | Blood gases | 1509 | 0 | 18 | 50 | 9 | µmol/l | BGA | 2.0 ml |  | qn
94 | Lactate-BG | Ja | K04 | Blood gases | 1517 | 0 | 18 | 0.5 | 0.09 | mmol/l | BGA | 2.0 ml |  | qn
30 | pCO2 | Ja | K04 | Blood gases | 1212 | 10 | 12 | 2 | 0.25 | kPa | BGA | 2.0 ml |  | qn
32 | pH | Ja | K04 | Blood gases | 1212 | 0 | 1 | 0 | 0 |  | BGA | 2.0 ml |  | qn
31 | pO2 | Ja | K04 | Blood gases | 1212 | 20 | 15 | 0 | 0 | kPa | BGA | 2.0 ml |  | qn
35 | Potassium BG | Ja | K04 | Blood gases | 1479 | 0 | 6 | 3.3 | 0.2 | mmol/l | BGA | 2.0 ml |  | qn
394 | sO2 | Nein | K04 | Blood gases | 1212 | 0 | 20 | 0 | 0 | % | BGA | 2.0 ml |  | qn
170 | sO2 OR | Nein | K04 | Blood gases | 1591 | 0 | 20 | 0 | 0 | % | BGA | 2.0 ml |  | qn
36 | Sodium BG | Ja | K04 | Blood gases | 1574 | 0 | 6 | 0 | 0 | mmol/l | BGA | 2.0 ml |  | qn
652 | BNP | Ja | K05 | Cardiac markers | 1576 | 0 | 27 | 75 | 20 | ng/l | S/P | 1.8 ml |  | qn
91 | CK-MB mass | Nein | K05 | Cardiac markers | 1251 | 0 | 40 | 0 | 0 | µg/l | S/P | 1.8 ml |  | qn
90 | Myoglobin | Ja | K05 | Cardiac markers | 1572 | 0 | 30 | 0 | 0 | µg/l | S/P | 1.8 ml |  | qn
236 | NT-proBNP | Ja | K05 | Cardiac markers | 1576 | 0 | 27 | 75 | 20 | ng/l | S/P | 1.8 ml |  | qn
88 | Troponin I | Ja | K05 | Cardiac markers | 1734 |  | 24 | 0 | 0 | ng/l | S/P | 1.8 ml |  | qn
568 | Troponin I ql | Nein | K05 | Cardiac markers | 1735 |  | 0 | 0 | 0 |  | S/P | 1.8 ml |  | ql
89 | Troponin T | Ja | K05 | Cardiac markers | 1734 |  | 24 | 0 | 0 | ng/l | S/P | 1.8 ml |  | qn
719 | 17-OH-Progesteron | Nein | K06 | Hormones | 1002 | 0 | 30 | 0 | 0 | nmol/l | S/P | 1.8 ml |  | qn
718 | Androstendion | Nein | K06 | Hormones | 1055 | 0 | 30 | 0 | 0 | nmol/l | S/P | 1.8 ml |  | qn
833 | Beta-HCG total | Ja | K06 | Hormones | 1425 | 0 | 21 | 0 | 0 | U/l | S/P | 1.8 ml |  | qn
218 | Cortisol | Ja | K06 | Hormones | 1240.1 | 0 | 20 | 0 | 0 | nmol/l | S/P | 1.8 ml |  | qn
517 | DHEAS | Nein | K06 | Hormones | 1262 | 0 | 30 | 0 | 0 | µmol/l | S/P | 1.8 ml |  | qn
396 | Estradiol | Ja | K06 | Hormones | 1307 | 0 | 30 | 200 | 60 | pmol/l | S/P | 1.8 ml |  | qn
306 | Follicle-stimulating hormone | Ja | K06 | Hormones | 1331 | 0 | 24 | 0 | 0 | U/l | S/P | 1.8 ml |  | qn
576 | free testosterone | Nein | K06 | Hormones | 1693 | 0 | 25 | 0 | 0 | pmol/l | S/P | 1.8 ml |  | qn
99 | FT3 | Ja | K06 | Hormones | 1732 | 0 | 18 | 3.5 | 0.63 | pmol/l | S/P | 1.8 ml |  | qn
100 | FT4 | Ja | K06 | Hormones | 1720 | 0 | 20 | 0 | 0 | pmol/l | S/P | 1.8 ml |  | qn
575 | HGH | Nein | K06 | Hormones | 1761 | 0 | 25 | 0 | 0 | µg/l | S/P | 1.8 ml |  | qn
578 | IGF-1 | Nein | K06 | Hormones | 1671 | 0 | 25 | 0 | 0 | µg/l | S/P | 1.8 ml |  | qn
393 | Insulin | Nein | K06 | Hormones | 1471 | 0 | 25 | 0 | 0 | pmol/l | S/P | 1.8 ml |  | qn
305 | Luteinizing hormone | Ja | K06 | Hormones | 1542 | 0 | 24 | 0 | 0 | U/l | S/P | 1.8 ml |  | qn
516 | Progesteron | Nein | K06 | Hormones | 1620 | 0 | 30 | 0 | 0 | nmol/l | S/P | 1.8 ml |  | qn
300 | Prolactin | Nein | K06 | Hormones | 1623 | 0 | 30 | 0 | 0 | µg/l | S/P | 1.8 ml |  | qn
307 | Prolactin (PRL) | Ja | K06 | Hormones | 1623 | 0 | 24 | 0 | 0 | µg/l | S/P | 1.8 ml |  | qn
515 | SHBG | Nein | K06 | Hormones | 1668 | 0 | 30 | 0 | 0 | nmol/l | S/P | 1.8 ml |  | qn
97 | T3 | Nein | K06 | Hormones | 1733 | 0 | 20 | 0 | 0 | nmol/l | S/P | 1.8 ml |  | qn
98 | T4 | Nein | K06 | Hormones | 1721 | 0 | 20 | 0 | 0 | nmol/l | S/P | 1.8 ml |  | qn
339 | Testosterone | Ja | K06 | Hormones | 1694 | 0 | 30 | 1 | 0.3 | nmol/l | S/P | 1.8 ml |  | qn
96 | TSH | Ja | K06 | Hormones | 1718.1 | 0 | 18 | 0 | 0 | mU/l | S/P | 1.8 ml |  | qn
324 | CKMB- K8 | Nein | K08 | Cardiac markers h232 | 1251 | 0 | 40 | 0 | 0 | µg/l | S/P | 1.5 ml |  | qn
136 | D-dimer CR | Ja | K08 | Cardiac markers h232 | 1260 | 0 | 21 | 0 | 0 | mg/l | S/P | 1.5 ml |  | qn
135 | Myoglobin CR | Ja | K08 | Cardiac markers h232 | 1572 | 0 | 30 | 0 | 0 | µg/l | S/P | 1.5 ml |  | qn
233 | NT-proBNP CR | Ja | K08 | Cardiac markers h232 | 1576 | 0 | 27 | 75 | 20 | ng/l | S/P | 1.5 ml |  | qn
128 | Troponin I ql | Nein | K08 | Cardiac markers h232 |  | 0 | 0 | 0 | 0 |  | S/P | 1.5 ml |  | ql
345 | Troponin I WB | Ja | K08 | Cardiac markers h232 | 1734 |  | 24 | 0 | 0 | ng/l | S/P | 1.5 ml |  | qn
134 | Troponin T CR | Ja | K08 | Cardiac markers h232 | 1734 |  | 24 | 0 | 0 | ng/l | S/P | 1.5 ml |  | qn
296 | Troponin T CR pos/neg | Nein | K08 | Cardiac markers h232 |  | 0 | 0 | 0 | 0 |  | S/P | 1.5 ml |  | ql
127 | Troponin T ql | Nein | K08 | Cardiac markers h232 |  | 0 | 0 | 0 | 0 |  | S/P | 1.5 ml |  | ql
303 | Calcium CCA | Nein | K09 | Blood Gases Opti CCA | 1222 | 0 | 9 | 2 | 0.18 | mmol/l | BGA |  |  | qn
828 | Chloride OPTI CCA | Ja | K09 | Blood Gases Opti CCA | 1229 | 0 | 6 | 0 | 0 | mmol/l | BGA |  |  | qn
301 | Hemoglobin CCA | Ja | K09 | Blood Gases Opti CCA | 1396 | 0 | 9 | 0 | 0 | g/l | BGA |  |  | qn
143 | PCO2 CCA | Ja | K09 | Blood Gases Opti CCA | 1212 | 10 | 12 | 2 | 0.25 | kPa | BGA |  |  | qn
145 | pH CCA | Ja | K09 | Blood Gases Opti CCA | 1212 | 0 | 1 | 0 | 0 |  | BGA |  |  | qn
144 | PO2 CCA | Ja | K09 | Blood Gases Opti CCA | 1212 | 20 | 15 | 0 | 0 | kPa | BGA |  |  | qn
140 | Potassium CCA | Ja | K09 | Blood Gases Opti CCA | 1479 | 0 | 6 | 3.3 | 0.2 | mmol/l | BGA |  |  | qn
302 | SO2 CCA | Nein | K09 | Blood Gases Opti CCA | 0 | 0 | 20 | 0 | 0 | % | BGA |  |  | qn
141 | Sodium CCA | Ja | K09 | Blood Gases Opti CCA | 1574 | 0 | 6 | 0 | 0 | mmol/l | BGA |  |  | qn
151 | Ferritin | Ja | K10 | Anemia | 1314 | 0 | 24 | 10 | 2.4 | µg/l | S/P | 1.8 ml |  | qn
153 | Folate | Ja | K10 | Anemia | 1329 | 0 | 24 | 10 | 2.4 | nmol/l | S/P | 1.8 ml |  | qn
460 | Holotranscobalamine | Nein | K10 | Anemia | 1727.1 | 0 | 30 | 0 | 0 | pmol/l | S/P | 1.8 ml |  | qn
152 | Vitamin B12 | Ja | K10 | Anemia | 1749 | 0 | 21 | 200 | 42 | pmol/l | S/P | 1.8 ml |  | qn
160 | Bilirubin direct | Ja | K12 | Neonatal Bilirubin | 1207 | 0 | 18 | 10 | 2 | µmol/l | S/P | 0.58 ml |  | qn
161 | Bilirubin indirect | Ja | K12 | Neonatal Bilirubin | 1207 | 0 | 18 | 10 | 2 | µmol/l | S/P | 0.58 ml |  | qn
162 | Bilirubin neonatal | Ja | K12 | Neonatal Bilirubin | 1207 | 0 | 18 | 10 | 2 | µmol/l | S/P | 0.58 ml |  | qn
159 | Bilirubin total Neo | Ja | K12 | Neonatal Bilirubin | 1207 | 0 | 18 | 10 | 2 | µmol/l | S/P | 0.58 ml |  | qn
217 | AFP | Ja | K14 | Tumor Markers | 1034 | 0 | 21 | 0 | 0 | µg/l | S/P | 0.94 ml |  | qn
184 | CA 125 | Nein | K14 | Tumor Markers | 1216 | 0 | 25 | 0 | 0 | kIU/l | S/P | 0.94 ml |  | qn
186 | CA 15-3 | Nein | K14 | Tumor Markers | 1217 | 0 | 25 | 0 | 0 | kIU/l | S/P | 0.94 ml |  | qn
185 | CA 19-9 | Nein | K14 | Tumor Markers | 1218 | 0 | 25 | 0 | 0 | kIU/l | S/P | 0.94 ml |  | qn
426 | CA 72-4 | Nein | K14 | Tumor Markers | 1219 | 0 | 25 | 0 | 0 | U/ml | S/P | 0.94 ml |  | qn
183 | CEA | Ja | K14 | Tumor Markers | 1227 | 0 | 21 | 5 | 1.1 | µg/l | S/P | 0.94 ml |  | qn
427 | CYFRA 21-1 | Nein | K14 | Tumor Markers | 1255 | 0 | 25 | 0 | 0 | ng/ml | S/P | 0.94 ml |  | qn
187 | free PSA | Ja | K14 | Tumor Markers | 1627 | 0 | 21 | 0 | 0 | µg/l | S/P | 0.94 ml |  | qn
369 | HCG intact | Ja | K14 | Tumor Markers | 1425 | 0 | 21 | 0 | 0 | U/l | S/P | 0.94 ml |  | qn
219 | HCG qn | Ja | K14 | Tumor Markers | 1425 | 0 | 21 | 10 | 2.1 | U/l | S/P | 0.94 ml |  | qn
425 | NSE | Nein | K14 | Tumor Markers | 1581 | 0 | 25 | 0 | 0 | ng/ml | S/P | 0.94 ml |  | qn
182 | PSA | Ja | K14 | Tumor Markers | 1626 | 0 | 21 | 0 | 0 | µg/l | S/P | 0.94 ml |  | qn
274 | PSA complex | Ja | K14 | Tumor Markers | 1627 | 0 | 25 | 0 | 0 | µg/l | S/P | 0.94 ml |  | qn
424 | S100 | Nein | K14 | Tumor Markers | 0 | 0 | 25 | 0 | 0 | µg/l | S/P | 0.94 ml |  | qn
428 | Thyreoglobulin | Nein | K14 | Tumor Markers | 1717 | 0 | 25 | 0 | 0 | µg/l | S/P | 0.94 ml |  | qn
87 | CK-MB | Nein | K15 | Creatinkinase Activity | 1250 | 0 | 30 | 0 | 0 | U/l | S/P | 0.5 ml |  | qn
206 | BNP | Ja | K17 | BNP | 1576 | 0 | 27 | 75 | 20 | ng/l | S/P |  |  | qn
577 | ACTH | Nein | K20 | PCT/C-Peptid | 1239 | 0 | 25 | 0 | 0 | ng/l | S/P | 0.8 ml |  | qn
574 | C-Peptid | Nein | K20 | PCT/C-Peptid | 1244 | 0 | 25 | 0 | 0 | nmol/l | S/P | 0.8 ml |  | qn
354 | PCT pos/neg | Nein | K20 | PCT/C-Peptid | 1619 | 0 | 0 | 0 | 0 |  | S/P | 0.8 ml |  | ql
314 | Procalcitonin | Ja | K20 | PCT/C-Peptid | 1619 | 0 | 27 | 0.5 | 0.14 | µg/l | S/P | 0.8 ml |  | qn
573 | EPO | Nein | K21 | PTH/EPO | 1279 | 0 | 25 | 0 | 0 | U/l | S/P | 1.0 ml |  | qn
326 | Osteocalcin | Nein | K21 | PTH/EPO | 1589 | 0 | 40 | 0 | 0 | nmol/l | S/P | 1.0 ml |  | qn
315 | Parathyroid hormone | Ja | K21 | PTH/EPO | 1595 | 0 | 24 | 0 | 0 | pmol/l | S/P | 1.0 ml |  | qn
321 | Glucose-K22 | Ja | K22 | Osmolality | 1356 | 10 | 9 | 3.3 | 0.3 | mmol/l | S/P | 1.0 ml |  | qn
294 | Osmolality | Ja | K22 | Osmolality | 1587 | 0 | 6 | 0 | 0 | mosm/kg | S/P | 1.0 ml |  | qn
323 | Osmotic Gap | Nein | K22 | Osmolality | 0 | 0 | 40 | 5 | 10 | mmol/l | S/P | 1.0 ml |  | qn
319 | Potassium-K22 | Ja | K22 | Osmolality | 1479 | 0 | 6 | 3.3 | 0.2 | mmol/l | S/P | 1.0 ml |  | qn
320 | Sodium-K22 | Ja | K22 | Osmolality | 1574 | 0 | 6 | 0 | 0 | mmol/l | S/P | 1.0 ml |  | qn
322 | Urea-K22 | Ja | K22 | Osmolality | 1406 | 0 | 15 | 3.3 | 0.5 | mmol/l | S/P | 1.0 ml |  | qn
478 | Amikacin | Nein | K24 | Drug Monitoring | 1062 | 0 | 25 | 0 | 0 | mg/l | S/P | 1.0 ml |  | qn
356 | Carbamazepin | Nein | K24 | Drug Monitoring | 1070 | 0 | 24 | 0 | 0 | µmol/l | S/P | 1.0 ml |  | qn
304 | Digoxin | Ja | K24 | Drug Monitoring | 1267 | 0 | 24 | 1 | 0.24 | nmol/l | S/P | 1.0 ml |  | qn
772 | Gentamicin | Nein | K24 | Drug Monitoring | 1062 | 0 | 24 | 0 | 0 | mg/l | S/P | 1.0 ml |  | qn
583 | Methotrexat | Nein | K24 | Drug Monitoring | 1567 | 0 | 25 | 0 | 0 | µmol/l | S/P | 1.0 ml |  | qn
458 | Paracetamol | Nein | K24 | Drug Monitoring | 1053 | 0 | 25 | 0 | 0 | µmol/l | S/P | 1.0 ml |  | qn
392 | Phenobarbital | Nein | K24 | Drug Monitoring | 1070 | 0 | 25 | 0 | 0 | µmol/l | S/P | 1.0 ml |  | qn
391 | Phenytoin | Nein | K24 | Drug Monitoring | 1070 | 0 | 25 | 0 | 0 | µmol/l | S/P | 1.0 ml |  | qn
705 | Primidon | Nein | K24 | Drug Monitoring | 0 | 0 | 0 | 0 | 0 | µmol/l | S/P | 1.0 ml |  | qn
584 | Salicylat | Nein | K24 | Drug Monitoring | 1053 | 0 | 25 | 0 | 0 | mmol/l | S/P | 1.0 ml |  | qn
479 | Tobramycin | Nein | K24 | Drug Monitoring | 1062 | 0 | 25 | 0 | 0 | mg/l | S/P | 1.0 ml |  | qn
355 | Valproat | Nein | K24 | Drug Monitoring | 1070 | 0 | 24 | 0 | 0 | µmol/l | S/P | 1.0 ml |  | qn
477 | Vancomycin | Nein | K24 | Drug Monitoring | 1062 | 0 | 25 | 0 | 0 | µmol/l | S/P | 1.0 ml |  | qn
310 | Cystatin C | Nein | K25 | Cystatin C | 1257 | 0 | 24 | 0 | 0 | mg/l | S/P | 0.24 ml |  | qn
870 | Cystatin C | Nein | K25 | Cystatin C | 1257 | 0 | 24 | 0 | 0 | mg/l | S/P | 0.24 ml |  | qn
429 | Ammonia | Ja | K28 | Ethanol/Ammonia | 1045 | 0 | 21 | 0 | 0 | µmol/l | S/P | 0.5 ml |  | qn
351 | Ethanol | Ja | K28 | Ethanol/Ammonia | 1311 | 0 | 18 | 10 | 1.8 | mmol/l | S/P | 0.5 ml |  | qn
352 | Calprotectin | Nein | K29 | Calprotectin | 1224 | 0 | 40 | 50 | 20 | µg/g | F | 0.3 ml |  | qn
229 | Cholesterol PTS | Ja | K30 | Lipids Af/b101 | 1230 | 0 | 10 | 0 | 0 | mmol/l | S/P | 0.5 ml |  | qn
358 | Cholesterol total Af/b101 | Ja | K30 | Lipids Af/b101 | 1230 | 0 | 10 | 0 | 0 | mmol/l | S/P | 0.5 ml |  | qn
359 | HDL-Cholesterol Af/b101 | Ja | K30 | Lipids Af/b101 | 1410.1 | 0 | 21 | 0.4 | 0.09 | mmol/l | S/P | 0.5 ml |  | qn
230 | HDL-Cholesterol PTS | Ja | K30 | Lipids Af/b101 | 1410.1 | 0 | 21 | 0.4 | 0.09 | mmol/l | S/P | 0.5 ml |  | qn
231 | Triglycerides | Ja | K30 | Lipids Af/b101 | 1731 | 0 | 18 | 1 | 0.18 | mmol/l | S/P | 0.5 ml |  | qn
360 | Tryglycerides Af/b101 | Ja | K30 | Lipids Af/b101 | 1731 | 0 | 18 | 1 | 0.18 | mmol/l | S/P | 0.5 ml |  | qn
368 | NT-proBNP AFIAS | Ja | K31 | Cardiac markers AFIAS | 1576 | 0 | 27 | 75 | 20 | ng/l | S/P | 1.5 ml |  | qn
366 | Troponin I AFIAS | Ja | K31 | Cardiac markers AFIAS | 1734 |  | 24 | 0 | 0 | ng/l | S/P | 1.5 ml |  | qn
367 | Troponin pos/neg AFIAS | Nein | K31 | Cardiac markers AFIAS | 1735 | 0 | 0 | 0 | 0 |  | S/P | 1.5 ml |  | ql
375 | Homocystein | Nein | K32 | Homocystein | 1422 | 0 | 30 | 0 | 0 | µmol/l | S/P | 0.5 ml |  | qn
357 | Bicarbonat | Nein | K34 | Clinical Chemistry 2 | 1205 | 0 | 15 | 0 | 0 | mmol/l | S/P | 0.5 ml |  | qn
376 | Cholinesterase | Nein | K34 | Clinical Chemistry 2 | 1231 | 0 | 30 | 0 | 0 | kU/L | S/P | 0.5 ml |  | qn
430 | Copper | Nein | K34 | Clinical Chemistry 2 | 1515 | 0 | 20 | 0 | 0 | µmol/l | S/P | 0.5 ml |  | qn
123 | Fructosamine | Nein | K34 | Clinical Chemistry 2 | 1333 | 0 | 15 | 0 | 0 | µmol/l | S/P | 0.5 ml |  | qn
86 | Lipase | Ja | K34 | Clinical Chemistry 2 | 1537 | 0 | 18 | 18 | 4 | U/l | S/P | 0.5 ml |  | qn
886 | Lipase Vitros | Ja | K34 | Clinical Chemistry 2 | 1537 |  | 18 | 18 | 4 | U/l | S/P | 0.5 ml |  | qn
459 | Triglyceride DXC | Ja | K34 | Clinical Chemistry 2 | 1731 | 0 | 18 | 1 | 0.18 | mmol/l | S/P | 0.5 ml |  | qn
431 | Zinc | Nein | K34 | Clinical Chemistry 2 | 1767 | 0 | 20 | 0 | 0 | µmol/l | S/P | 0.5 ml |  | qn
439 | Albumine CSF | Nein | K35 | Cerebrospinal fluid | 1024.1 | 0 | 20 | 0 | 0 | mg/l | CSF | 1.0 ml |  | qn
438 | Chloride CSF | Nein | K35 | Cerebrospinal fluid | 1229 | 0 | 20 | 0 | 0 | mmol/l | CSF | 1.0 ml |  | qn
432 | Glucose CSF | Ja | K35 | Cerebrospinal fluid | 1356 | 20 | 9 | 3.3 | 0.3 | mmol/l | CSF | 1.0 ml |  | qn
441 | IgA CSF | Nein | K35 | Cerebrospinal fluid | 1440 | 0 | 20 | 0 | 0 | mg/l | CSF | 1.0 ml |  | qn
440 | IgG CSF | Nein | K35 | Cerebrospinal fluid | 1450 | 0 | 20 | 0 | 0 | mg/l | CSF | 1.0 ml |  | qn
442 | IgM CSF | Nein | K35 | Cerebrospinal fluid | 1456 | 0 | 20 | 0 | 0 | mg/l | CSF | 1.0 ml |  | qn
433 | Lactate CSF | Ja | K35 | Cerebrospinal fluid | 1517 | 0 | 18 | 0.5 | 0.09 | mmol/l | CSF | 1.0 ml |  | qn
868 | Lactate CSF | Nein | K35 | Cerebrospinal fluid | 1517 | 0 | 18 | 0.5 | 0.09 | mmol/l | CSF | 1.0 ml |  | qn
435 | LDH CSF | Nein | K35 | Cerebrospinal fluid | 1519 | 0 | 20 | 0 | 0 | U/l | CSF | 1.0 ml |  | qn
437 | Potassium CSF | Nein | K35 | Cerebrospinal fluid | 1480 | 0 | 20 | 0 | 0 | mmol/l | CSF | 1.0 ml |  | qn
434 | Protein CSF | Ja | K35 | Cerebrospinal fluid | 1635 | 0 | 15 | 0 | 0 | g/l | CSF | 1.0 ml |  | qn
436 | Sodium CSF | Nein | K35 | Cerebrospinal fluid | 1575 | 0 | 20 | 0 | 0 | mmol/l | CSF | 1.0 ml |  | qn
443 | CDT | Nein | K36 | CDT (carbohydrate deficient transferrin) | 1226 | 0 | 20 | 0.9 | 0.4 | % | S/P | 0.6 ml |  | qn
448 | Cyclosporine | Nein | K37 | Immunosuppressiva | 1470 | 0 | 25 | 0 | 0 | µg/l | S/P | 1.0 ml |  | qn
518 | Everolimus | Nein | K37 | Immunosuppressiva | 0 | 0 | 25 | 0 | 0 | µg/l | S/P | 1.0 ml |  | qn
449 | Sirolimus | Nein | K37 | Immunosuppressiva | 1470 | 0 | 25 | 0 | 0 | µg/l | S/P | 1.0 ml |  | qn
450 | Tacrolimus | Nein | K37 | Immunosuppressiva | 1470 | 0 | 25 | 0 | 0 | µg/l | S/P | 1.0 ml |  | qn
482 | Albumin E | Nein | K38 | Serum protein electrophoresis | 1636 | 0 | 12 | 0 | 0 | % | S | 0.4 ml |  | qn
483 | alpha-1-Globuline | Nein | K38 | Serum protein electrophoresis | 1636 | 0 | 30 | 0 | 0 | % | S | 0.4 ml |  | qn
484 | alpha-2-Globuline | Nein | K38 | Serum protein electrophoresis | 1636 | 0 | 30 | 0 | 0 | % | S | 0.4 ml |  | qn
585 | Beta-1-Globulin | Nein | K38 | Serum protein electrophoresis | 1636 | 0 | 30 | 0 | 0 | % | S | 0.4 ml |  | qn
586 | Beta-2-Globulin | Nein | K38 | Serum protein electrophoresis | 1636 | 0 | 30 | 0 | 0 | % | S | 0.4 ml |  | qn
485 | beta-Globuline | Nein | K38 | Serum protein electrophoresis | 1636 | 0 | 30 | 0 | 0 | % | S | 0.4 ml |  | qn
486 | gamma-Globuline | Nein | K38 | Serum protein electrophoresis | 1636 | 0 | 30 | 0 | 0 | % | S | 0.4 ml |  | qn
594 | Immunfixation | Ja | K38 | Serum protein electrophoresis | 1438.1 | 0 | 1 | 0 | 0 | Code | S | 0.4 ml |  | ql
489 | Immunfixation IgA | Nein | K38 | Serum protein electrophoresis | 1438.1 | 0 | 25 | 0 | 0 |  | S | 0.4 ml |  | ql
488 | Immunfixation IgG | Nein | K38 | Serum protein electrophoresis | 1438.1 | 0 | 25 | 0 | 0 |  | S | 0.4 ml |  | ql
490 | Immunfixation IgM | Nein | K38 | Serum protein electrophoresis | 1438.1 | 0 | 25 | 0 | 0 |  | S | 0.4 ml |  | ql
491 | Immunfixation Kappa | Nein | K38 | Serum protein electrophoresis | 1438.1 | 0 | 25 | 0 | 0 |  | S | 0.4 ml |  | ql
492 | Immunfixation Lambda | Nein | K38 | Serum protein electrophoresis | 1438.1 | 0 | 25 | 0 | 0 |  | S | 0.4 ml |  | ql
487 | Paraprotein | Nein | K38 | Serum protein electrophoresis | 1636 | 0 | 30 | 0 | 0 | % | S | 0.4 ml |  | ql
480 | Folat im Erythrozyt | Nein | K39 | Folat im Erythrozyten | 1330 | 0 | 25 | 0 | 0 | mg/l | WB | 0.8 ml |  | qn
550 | Folate in Erythrocytes | Nein | K39 | Folat im Erythrozyten | 1330 | 0 | 40 | 0 | 0 | nmol/l | WB | 0.8 ml |  | qn
551 | Folic acid in serum | Nein | K39 | Folat im Erythrozyten | 1329 | 0 | 25 | 0 | 0 | nmol/l | WB | 0.8 ml |  | qn
552 | Gallensäure | Nein | K40 | Gallensäure im Serum | 1340 | 0 | 30 | 5 | 1.5 | µmol/l | S/P | 0.8 ml |  | qn
157 | BNP | Ja | K41 | Cardiac markers Triage | 1576 | 0 | 27 | 75 | 20 | ng/l | S/P | 1.2 ml |  | qn
342 | CK-MB Triage | Nein | K41 | Cardiac markers Triage | 1251 | 0 | 40 | 0 | 0 | µg/l | S/P | 1.2 ml |  | qn
343 | Myoglobin Triage | Ja | K41 | Cardiac markers Triage | 1572 | 0 | 30 | 0 | 0 | µg/l | S/P | 1.2 ml |  | qn
395 | NT-pro BNP | Ja | K41 | Cardiac markers Triage | 1576 | 0 | 27 | 75 | 20 | ng/l | S/P | 1.2 ml |  | qn
340 | Troponin I Triage | Ja | K41 | Cardiac markers Triage | 1734 |  | 24 | 0 | 0 | ng/l | S/P | 1.2 ml |  | qn
717 | Vitamin D 1,25-(OH)2 | Nein | K42 | Vitamin D | 1000 | 0 | 27 | 0 | 0 | ng/l | S/P | 1.0 ml |  | qn
325 | Vitamin D 25 (OH) | Ja | K42 | Vitamin D | 1006 | 0 | 27 | 0 | 0 | nmol/l | S/P | 1.0 ml |  | qn
569 | AMH | Nein | K43 | AMH | 0 | 0 | 25 | 0 | 0 | pmol/l | S/P | 0.5 ml |  | qn
570 | Inhibin B | Nein | K44 | Inhibin B | 0 | 0 | 25 | 20 | 5 | ng/l | S/P | 1.0 ml |  | qn
571 | Calcitonin | Nein | K45 | Calcitonin | 1221 | 0 | 25 | 0 | 0 | pmol/l | S/P | 1.0 ml |  | qn
663 | Aldosteron | Nein | K46 | IGF-BP3 / Renin / Aldosteron | 0 | 0 | 30 | 0 | 0 | ng/l | S/P | 3.0 ml |  | qn
572 | IGF-BP3 | Nein | K46 | IGF-BP3 / Renin / Aldosteron | 1473 | 0 | 25 | 0 | 0 | mg/l | S/P | 3.0 ml |  | qn
605 | Renin | Nein | K46 | IGF-BP3 / Renin / Aldosteron | 1646 | 0 | 25 | 0 | 0 | mU/l | S/P | 3.0 ml |  | qn
579 | Anti Thyreoglobulin | Nein | K47 | Thyroid autoantibodies | 1186 | 0 | 25 | 10 | 2.5 | IU/ml | S | 1.0 ml |  | qn
580 | Anti TPO | Ja | K47 | Thyroid autoantibodies | 1188.1 | 0 | 24 | 10 | 2.5 | IU/ml | S | 1.0 ml |  | qn
581 | TRAK | Nein | K47 | Thyroid autoantibodies | 1189 | 0 | 25 | 2 | 0.5 | IU/l | S | 1.0 ml |  | qn
587 | Creatinine WB | Ja | K48 | Creatinin whole Blood | 1509 | 0 | 18 | 50 | 9 | µmol/l | WB | 0.2 ml |  | qn
675 | eGFR CDK-EPI WB | Nein | K48 | Creatinin whole Blood | 0 | 0 | 30 | 0 | 0 |  | WB | 0.2 ml |  | qn
676 | eGFR Cockcroft - Gault WB | Nein | K48 | Creatinin whole Blood | 0 | 0 | 30 | 0 | 0 |  | WB | 0.2 ml |  | qn
750 | Hemoglobin | Ja | K48 | Creatinin whole Blood | 1396 | 0 | 9 | 0 | 0 | g/l | WB | 0.2 ml |  | qn
845 | Keton WB | Nein | K48 | Creatinin whole Blood | 1490 | 0 | 15 | 0 | 0 | mmol/l | WB | 0.2 ml |  | qn
635 | IL6 | Nein | K49 | IL6 | 0 | 0 | 30 | 0 | 0 | ng/l | S/P | 0.5 ml |  | qn
764 | Pankreas Elastase | Nein | K51 | Pankreas Elastase | 1273 | 0 | 40 | 0 | 0 | ug/g | F | 0.5 ml |  | qn
775 | Copeptin | Nein | K52 | Copeptin | 1067 | 0 | 30 | 0 | 0 | pmol/l | S/P | 0.5 ml F |  | qn
854 | PlGF | Nein | K53 | Pre-eclampsia | 0 | 0 | 30 | 0 | 0 | pg/ml | S/P | 1 ml |  | qn
853 | SFlT1 | Nein | K53 | Pre-eclampsia | 0 | 0 | 30 | 0 | 0 | pg/ml | S/P | 1 ml |  | qn
855 | SFlT1/PlGF | Nein | K53 | Pre-eclampsia | 0 | 0 | 30 | 0 | 0 | % | S/P | 1 ml |  | qn
861 | COHb | Nein | K54 | CO-Oxymetry | 0 | 0 | 20 | 3 | 0.6 | % | WB | 2 ml |  | qn
863 | HHb | Nein | K54 | CO-Oxymetry | 0 | 0 | 20 | 3 | 0.6 | % | WB | 2 ml |  | qn
862 | MetHb | Nein | K54 | CO-Oxymetry | 0 | 0 | 20 | 3 | 0.6 | % | WB | 2 ml |  | qn
860 | O2Hb | Nein | K54 | CO-Oxymetry | 0 | 0 | 20 | 0 | 0 | % | WB | 2 ml |  | qn
864 | sO2 | Nein | K54 | CO-Oxymetry | 0 | 0 | 20 | 0 | 0 | % | WB | 2 ml |  | qn
859 | tHb | Nein | K54 | CO-Oxymetry | 0 | 0 | 9 | 0 | 0 | g/l | WB | 2 ml |  | qn
362 |  | Nein | Q01 | Preanalytics | 0 | 0 | 10 | 0 | 0 | Code | Q |  |  | ql
363 | Fecal occult blood | Ja | S01 | Fecal Occult Blood | 1583 | 0 | 0 | 0 | 0 |  | F | 0.8 g |  | ql
776 | Occult blood qn | Ja | S01 | Fecal Occult Blood | 1583 | 10 | 30 | 50 | 50 | ng/ml | F | 0.8 g |  | qn
51 | Amylase-Urine | Nein | U01 | Urine quant. | 1047 | 0 | 25 | 0 | 0 | U/l | U | 1.5 ml |  | qn
52 | Calcium-Urine | Nein | U01 | Urine quant. | 1223 | 0 | 9 | 2 | 0.18 | mmol/l | U | 1.5 ml |  | qn
53 | Chloride-Urine | Nein | U01 | Urine quant. | 1229 | 0 | 12 | 0 | 0 | mmol/l | U | 1.5 ml |  | qn
55 | Glucose-Urine | Ja | U01 | Urine quant. | 1356 | 30 | 9 | 3.3 | 0.3 | mmol/l | U | 1.5 ml |  | qn
56 | Magnesium-Urine | Nein | U01 | Urine quant. | 1556 | 0 | 12 | 0 | 0 | mmol/l | U | 1.5 ml |  | qn
58 | Osmolality-Urine | Nein | U01 | Urine quant. | 1587 | 0 | 10 | 0 | 0 | mosm/kg | U | 1.5 ml |  | qn
72 | Pancreatic Amylase-Urine | Ja | U01 | Urine quant. | 1592 | 0 | 18 | 25 | 5 | U/l | U | 1.5 ml |  | qn
59 | pH-Urine | Nein | U01 | Urine quant. | 1740 | 0 | 20 | 0 | 0 |  | U | 1.5 ml |  | qn
66 | Phosphate-Urine | Nein | U01 | Urine quant. | 1601 | 0 | 15 | 0 | 0 | mmol/l | U | 1.5 ml |  | qn
60 | Potassium-Urine | Nein | U01 | Urine quant. | 1479 | 0 | 15 | 0 | 0 | mmol/l | U | 1.5 ml |  | qn
61 | Protein-Urine | Ja | U01 | Urine quant. | 1635 | 0 | 15 | 0 | 0 | mg/l | U | 1.5 ml |  | qn
62 | Sodium-Urine | Nein | U01 | Urine quant. | 1574 | 0 | 15 | 0 | 0 | mmol/l | U | 1.5 ml |  | qn
65 | Specific Gravity-Urine | Nein | U01 | Urine quant. | 1676 | 0 | 5 | 0 | 0 | g/ml | U | 1.5 ml |  | qn
63 | Urea-Urine | Nein | U01 | Urine quant. | 1406 | 0 | 15 | 0 | 0 | mmol/l | U | 1.5 ml |  | qn
64 | Uric Acid-Urine | Nein | U01 | Urine quant. | 1738 | 0 | 15 | 0 | 0 | mmol/l | U | 1.5 ml |  | qn
57 | Urine Albumin | Ja | U01 | Urine quant. | 1022 | 0 | 24 | 20 | 4.8 | mg/l | U | 1.5 ml |  | qn
116 | Bilirubine | Ja | U02 | Urine teststrip/HCG | 1740 | 80 | 0 | 0 | 0 |  | U | 5.0 ml |  | sq
117 | Blood | Ja | U02 | Urine teststrip/HCG | 1740 | 90 | 0 | 0 | 0 |  | U | 5.0 ml |  | sq
113 | Glucose | Ja | U02 | Urine teststrip/HCG | 1740 | 50 | 0 | 0 | 0 |  | U | 5.0 ml |  | sq
119 | HCG | Ja | U02 | Urine teststrip/HCG | 1659 | 0 | 0 | 0 | 0 |  | U | 5.0 ml |  | ql
114 | Ketone | Ja | U02 | Urine teststrip/HCG | 1740 | 60 | 0 | 0 | 0 |  | U | 5.0 ml |  | sq
109 | Leucocytes | Ja | U02 | Urine teststrip/HCG | 1740 | 10 | 0 | 0 | 0 |  | U | 5.0 ml |  | sq
110 | Nitrite | Ja | U02 | Urine teststrip/HCG | 1740 | 20 | 0 | 0 | 0 |  | U | 5.0 ml |  | sq
111 | pH | Ja | U02 | Urine teststrip/HCG | 1740 | 30 | 0 | 0 | 0 |  | U | 5.0 ml |  | sq
112 | Protein | Ja | U02 | Urine teststrip/HCG | 1740 | 40 | 0 | 0 | 0 |  | U | 5.0 ml |  | sq
118 | Specific gravity | Ja | U02 | Urine teststrip/HCG | 1740 | 110 | 0 | 0 | 0 |  | U | 5.0 ml |  | sq
115 | Urobilinogen | Ja | U02 | Urine teststrip/HCG | 1740 | 70 | 0 | 0 | 0 |  | U | 5.0 ml |  | sq
452 | 6-Acetylmorphin | Nein | U03 | Drugs of Abuse | 1686 | 0 | 25 | 0 | 0 |  | U | 5.0 ml |  | ql
101 | Amphetamine | Ja | U03 | Drugs of Abuse | 1686 | 10 | 0 | 0 | 0 |  | U | 5.0 ml |  | ql
102 | Barbiturates | Ja | U03 | Drugs of Abuse | 1686 | 20 | 0 | 0 | 0 |  | U | 5.0 ml |  | ql
103 | Benzodiazepines | Ja | U03 | Drugs of Abuse | 1686 | 30 | 0 | 0 | 0 |  | U | 5.0 ml |  | ql
453 | Buprenorphin | Nein | U03 | Drugs of Abuse | 1686 | 0 | 25 | 0 | 0 |  | U | 5.0 ml |  | ql
104 | Cannabinoides | Ja | U03 | Drugs of Abuse | 1686 | 40 | 0 | 0 | 0 |  | U | 5.0 ml |  | ql
105 | Cocaine | Ja | U03 | Drugs of Abuse | 1686 | 50 | 0 | 0 | 0 |  | U | 5.0 ml |  | ql
337 | Ecstasy | Nein | U03 | Drugs of Abuse | 1686 | 0 | 0 | 0 | 0 |  | U | 5.0 ml |  | ql
454 | EDDP | Ja | U03 | Drugs of Abuse | 1686 | 80 | 25 | 0 | 0 |  | U | 5.0 ml |  | ql
455 | Ethylalkohol urine | Ja | U03 | Drugs of Abuse | 1311 | 0 | 18 | 10 | 1.8 | mmol/l | U | 5.0 ml |  | qn
456 | Ethylglucuronid | Nein | U03 | Drugs of Abuse | 1311.1 | 0 | 30 | 0.1 | 0.1 | mg/l | U | 5.0 ml |  | qn
632 | Ethylglucuronid ql | Nein | U03 | Drugs of Abuse | 1311.1 | 0 | 0 | 0 | 0 |  | U | 5.0 ml |  | ql
844 | Fentanyl | Nein | U03 | Drugs of Abuse | 0 | 0 | 0 | 0 | 0 |  | U | 5.0 ml |  | ql
150 | LSD | Nein | U03 | Drugs of Abuse | 1686 | 0 | 0 | 0 | 0 |  | U | 5.0 ml |  | ql
106 | Methadone | Ja | U03 | Drugs of Abuse | 1686 | 60 | 0 | 0 | 0 |  | U | 5.0 ml |  | ql
147 | Methamphetamine | Nein | U03 | Drugs of Abuse | 1686 | 80 | 0 | 0 | 0 |  | U | 5.0 ml |  | ql
148 | Methaqualon | Nein | U03 | Drugs of Abuse | 1686 | 0 | 0 | 0 | 0 |  | U | 5.0 ml |  | ql
677 | Morphin | Nein | U03 | Drugs of Abuse | 1686 | 0 | 0 | 0 | 0 |  | U | 5.0 ml |  | ql
107 | Opiate | Ja | U03 | Drugs of Abuse | 1686 | 70 | 0 | 0 | 0 |  | U | 5.0 ml |  | ql
313 | Paracetamol | Nein | U03 | Drugs of Abuse | 1686 | 0 | 0 | 0 | 0 |  | U | 5.0 ml |  | ql
312 | Phencyclidin | Nein | U03 | Drugs of Abuse | 1686 | 0 | 0 | 0 | 0 |  | U | 5.0 ml |  | ql
149 | TCA | Nein | U03 | Drugs of Abuse | 1686 | 0 | 0 | 0 | 0 |  | U | 5.0 ml |  | ql
163 | Urinary Sediment | Nein | U04 | Urinary Sediment | 1664 | 0 | 0 | 0 | 0 | Code | Foto | 5 x Foto |  | ql
765 | Albumin immunological | Ja | U05 | Urine albumin/creatinin | 1022 | 0 | 0 | 0 | 0 |  | U | 1.5 ml |  | ql
824 | Albumin immunological | Ja | U05 | Urine albumin/creatinin | 1022 | 0 | 24 | 0 | 0 | mg/l | U | 1.5 ml |  | qn
240 | Creatinine U | Ja | U05 | Urine albumin/creatinin | 1023 | 0 | 24 | 20 | 4.8 | mg/l | U | 1.5 ml |  | qn
241 | Creatinine urine | Ja | U05 | Urine albumin/creatinin | 1509 | 10 | 21 | 2 | 0.42 | mmol/l | U | 1.5 ml |  | qn
353 | Urine albumin pos/neg | Ja | U05 | Urine albumin/creatinin | 1023 | 0 | 0 | 0 | 0 |  | U | 1.5 ml |  | ql
851 | Bacteria | Nein | U06 | Urinsediment Automat | 0 | 0 | 30 | 5 | 5 | /ul | U | 5 ml |  | qn
852 | Crystals | Nein | U06 | Urinsediment Automat | 0 | 0 | 30 | 3 | 3 | /ul | U | 5 ml |  | qn
849 | Epithelial cells | Nein | U06 | Urinsediment Automat | 0 | 0 | 30 | 0 | 0 | /ul | U | 5 ml |  | qn
847 | Erythrocytes | Nein | U06 | Urinsediment Automat | 0 | 0 | 30 | 0 | 0 | /ul | U | 5 ml |  | qn
848 | Leukocytes | Nein | U06 | Urinsediment Automat | 0 | 0 | 30 | 5 | 5 | /ul | U | 5 ml |  | qn
850 | Yeast | Nein | U06 | Urinsediment Automat | 0 | 0 | 30 | 5 | 5 | /ul | U | 5 ml |  | qn
133 | HIV Rapid Test | Ja | V01 | HIV Schnelltest | 3102.1 | 0 | 0 | 0 | 0 |  | S/P | 0.16 ml |  | ql
785 | CMV NAT ql | Nein | V02 | CMV NAT qn | 3018 | 0 | 0 | 0 | 0 |  | M | 1.1 ml |  | ql
786 | CMV NAT qn | Ja | V02 | CMV NAT qn | 3018 | 0 | 1 | 15 | 0.5 | Log10 IU/ml | M | 1.1 ml |  | qn
787 | EBV NAT ql | Nein | V03 | EBV NAT qn | 3032 | 0 | 0 | 0 | 0 |  | M | 1.1 ml |  | ql
788 | EBV NAT qn | Ja | V03 | EBV NAT qn | 3032 | 0 | 1 | 15 | 0.5 | Log10 IU/ml | M | 1.1 ml |  | qn
789 | HBV NAT ql | Nein | V04 | HBV NAT qn | 3062 | 0 | 0 | 0 | 0 |  | M | 1.1 ml |  | ql
790 | HBV NAT qn | Ja | V04 | HBV NAT qn | 3062 | 0 | 1 | 15 | 0.5 | Log10 IU/ml | M | 1.1 ml |  | qn
791 | HCV NAT ql | Nein | V05 | HCV NAT qn | 3073 | 0 | 0 | 0 | 0 |  | M | 1.1 ml |  | ql
792 | HCV NAT qn | Ja | V05 | HCV NAT qn | 3073 | 0 | 1 | 15 | 0.5 | Log10 IU/ml | M | 1.1 ml |  | qn
793 | HIV1 NAT ql | Nein | V06 | HIV NAT qn | 3101 | 0 | 0 | 0 | 0 |  | M | 1.1 ml |  | ql
794 | HIV1 NAT qn | Ja | V06 | HIV NAT qn | 3101 | 0 | 1 | 15 | 0.5 | Log10 cp/ml | M | 1.1 ml |  | qn
871 | HIV-1 WB NAT | Nein | V07 | HIV-1 WB NAT |  |  | 0 | 0 | 0 |  | WB | 1 ml |  | ql